## PL-MDRC
Reference | Description | OrderNumber | UP
MCB-1P-4.5KA(mMC4)C-Curve
mMC4-C1/1 | MCB1AC4.5kA1pole | 138792 | 17.5768
mMC4-C2/1 | MCB2AC4.5kA1pole | 138793 | 17.5768
mMC4-C3/1 | MCB3AC4.5kA1pole | 138794 | 17.5768
mMC4-C4/1 | MCB4AC4.5kA1pole | 138795 | 17.5768
mMC4-C5/1 | MCB 5A C 4.5kA 1pole | 169925 | 17.5768
mMC4-C6/1 | MCB 6A C 4.5kA 1pole | 138796 | 5.786
mMC4-C10/1 | MCB 10A C 4.5kA 1pole | 138797 | 5.786
mMC4-C16/1 | MCB 16A C 4.5kA 1pole | 138799 | 5.786
mMC4-C20/1 | MCB 20A C 4.5kA 1pole | 138800 | 5.786
mMC4-C25/1 | MCB 25A C 4.5kA 1pole | 138801 | 5.786
mMC4-C32/1 | MCB 32A C 4.5kA 1pole | 138802 | 5.786
mMC4-C40/1 | MCB 40A C 4.5kA 1pole | 138803 | 7.8182
mMC4-C50/1 | MCB 50A C 4.5kA 1pole | 138804 | 16.5022
mMC4-C63/1 | MCB 63A C 4.5kA 1pole | 138805 | 16.9298
MCB - 2P - 4.5 KA (mMC4) C-Curve
mMC4-C6/2 | MCB 6A C 4.5kA 2pole | 138916 | 19.4058
mMC4-C10/2 | MCB 10A C 4.5kA 2pole | 138917 | 18.6647
mMC4-C16/2 | MCB 16A C 4.5kA 2pole | 138919 | 18.6647
mMC4-C20/2 | MCB 20A C 4.5kA 2pole | 138920 | 18.6647
mMC4-C25/2 | MCB 25A C 4.5kA 2pole | 138921 | 18.6647
mMC4-C32/2 | MCB 32A C 4.5kA 2pole | 138922 | 18.6647
mMC4-C40/2 | MCB 40A C 4.5kA 2pole | 138923 | 19.8487
mMC4-C50/2 | MCB 50A C 4.5kA 2pole | 138924 | 31.2009
mMC4-C63/2 | MCB 63A C 4.5kA 2pole | 138925 | 32.2209
MCB - 3P - 4.5 KA (mMC4) C-Curve
mMC4-C6/3 | MCB 6A C 4.5kA 3pole | 139036 | 31.301
mMC4-C10/3 | MCB 10A C 4.5kA 3pole | 139037 | 28.4579
mMC4-C16/3 | MCB 16A C 4.5kA 3pole | 139039 | 28.4579
mMC4-C20/3 | MCB 20A C 4.5kA 3pole | 139040 | 28.4579
mMC4-C25/3 | MCB 25A C 4.5kA 3pole | 139041 | 28.4579
mMC4-C32/3 | MCB 32A C 4.5kA 3pole | 139042 | 28.4579
mMC4-C40/3 | MCB 40A C 4.5kA 3pole | 139043 | 31.301
mMC4-C50/3 | MCB 50A C 4.5kA 3pole | 139044 | 53.2748
mMC4-C63/3 | MCB 63A C 4.5kA 3pole | 139045 | 53.2748
MCB - 4P - 4.5 KA (mMC4) C-Curve
mMC4-C6/4 | MCB 6A C 4.5kA 4pole | 139156 | 50.0335
mMC4-C10/4 | MCB 10A C 4.5kA 4pole | 139157 | 46.6464
mMC4-C16/4 | MCB 16A C 4.5kA 4pole | 139159 | 46.6464
mMC4-C20/4 | MCB 20A C 4.5kA 4pole | 139160 | 46.6464
mMC4-C25/4 | MCB 25A C 4.5kA 4pole | 139161 | 46.6464
mMC4-C32/4 | MCB 32A C 4.5kA 4pole | 139162 | 46.6464
mMC4-C40/4 | MCB 40A C 4.5kA 4pole | 139163 | 50.5269
mMC4-C50/4 | MCB 50A C 4.5kA 4pole | 139164 | 72.5406
mMC4-C63/4 | MCB 63A C 4.5kA 4pole | 139165 | 77.2578
MCB - 1P - 6 KA (mMC6) C-Curve
mMC6-C1/1 | MCB 1A C 6kA 1pole | 138832 | 24.1929
mMC6-C2/1 | MCB 2A C 6kA 1pole | 138833 | 24.1929
mMC6-C3/1 | MCB 3A C 6kA 1pole | 138834 | 24.1929
mMC6-C4/1 | MCB 4A C 6kA 1pole | 138835 | 24.1929
mMC6-C5/1 | MCB 5A C 6kA 1pole | 169993 | 19.3745
mMC6-C6/1 | MCB 6A C 6kA 1pole | 138836 | 8.3378
mMC6-C10/1 | MCB 10A C 6kA 1pole | 138837 | 8.3378
mMC6-C16/1 | MCB 16A C 6kA 1pole | 138839 | 8.3378
mMC6-C20/1 | MCB 20A C 6kA 1pole | 138840 | 8.3378
mMC6-C25/1 | MCB 25A C 6kA 1pole | 138841 | 8.3378
mMC6-C32/1 | MCB 32A C 6kA 1pole | 138842 | 8.3378
mMC6-C40/1 | MCB 40A C 6kA 1pole | 138843 | 8.5428
mMC6-C50/1 | MCB 50A C 6kA 1pole | 138844 | 21.8697
mMC6-C63/1 | MCB 63A C 6kA 1pole | 138845 | 21.8697
MCB - 2P - 6 KA (mMC6) C-Curve
mMC6-C6/2 | MCB 6A C 6kA 2pole | 138956 | 23.7736
mMC6-C10/2 | MCB 10A C 6kA 2pole | 138957 | 23.7736
mMC6-C16/2 | MCB 16A C 6kA 2pole | 138959 | 23.7736
mMC6-C20/2 | MCB 20A C 6kA 2pole | 138960 | 23.7736
mMC6-C25/2 | MCB 25A C 6kA 2pole | 138961 | 23.7736
mMC6-C32/2 | MCB 32A C 6kA 2pole | 138962 | 23.7736
mMC6-C40/2 | MCB 40A C 6kA 2pole | 138963 | 23.7736
mMC6-C50/2 | MCB 50A C 6kA 2pole | 138964 | 35.9962
mMC6-C63/2 | MCB 63A C 6kA 2pole | 138965 | 35.6522
MCB - 3P - 6 KA (mMC6) C-Curve
mMC6-C6/3 | MCB 6A C 6kA 3pole | 139076 | 37.2983
mMC6-C10/3 | MCB 10A C 6kA 3pole | 139077 | 37.2983
mMC6-C16/3 | MCB 16A C 6kA 3pole | 139079 | 37.2983
mMC6-C20/3 | MCB 20A C 6kA 3pole | 139080 | 37.2983
mMC6-C25/3 | MCB 25A C 6kA 3pole | 139081 | 37.2983
mMC6-C32/3 | MCB 32A C 6kA 3pole | 139082 | 37.2983
mMC6-C40/3 | MCB 40A C 6kA 3pole | 139083 | 37.2983
mMC6-C50/3 | MCB 50A C 6kA 3pole | 139084 | 58.6556
mMC6-C63/3 | MCB 63A C 6kA 3pole | 139085 | 66.7246
MCB - 3PN - 6 KA (mMC6) C-Curve
mMC6-C6/3N | MCB 6A C 6kA 3+N pole | 139436 | 60.9592
mMC6-C10/3N | MCB 10A C 6kA 3+N pole | 139437 | 60.9592
mMC6-C16/3N | MCB 16A C 6kA 3+N pole | 139439 | 60.9592
mMC6-C20/3N | MCB 20A C 6kA 3+N pole | 139440 | 60.9592
mMC6-C25/3N | MCB 25A C 6kA 3+N pole | 139441 | 60.9592
mMC6-C32/3N | MCB 32A C 6kA 3+N pole | 139442 | 60.9592
mMC6-C40/3N | MCB 40A C 6kA 3+N pole | 139443 | 60.9592
mMC6-C50/3N | MCB 50A C 6kA 3+N pole | 139444 | 119.3209
mMC6-C63/3N | MCB 63A C 6kA 3+N pole | 139445 | 119.3209
MCB - 4P - 6 KA (mMC6) C-Curve
mMC6-C6/4 | MCB 6A C 6kA 4pole | 139196 | 57.0214
mMC6-C10/4 | MCB 10A C 6kA 4pole | 139197 | 57.0214
mMC6-C16/4 | MCB 16A C 6kA 4pole | 139199 | 57.0214
mMC6-C20/4 | MCB 20A C 6kA 4pole | 139200 | 57.0214
mMC6-C25/4 | MCB 25A C 6kA 4pole | 139201 | 59.7895
mMC6-C32/4 | MCB 32A C 6kA 4pole | 139202 | 59.7895
mMC6-C40/4 | MCB 40A C 6kA 4pole | 139203 | 66.4327
mMC6-C50/4 | MCB 50A C 6kA 4pole | 139204 | 105.714
mMC6-C63/4 | MCB 63A C 6kA 4pole | 139205 | 106.8757
MCB - 1P - 6 KA (mMC6) B-Curve
mMC6-B1/1 | MCB 1A B 6KA 1pole | 138818 | 23.6706
mMC6-B2/1 | MCB 2A B 6KA 1pole | 138819 | 23.6706
mMC6-B3/1 | MCB 3A B 6KA 1pole | 138820 | 23.6706
mMC6-B4/1 | MCB 4A B 6KA 1pole | 138821 | 23.6706
mMC6-B5/1 | MCB 5A B 6KA 1pole | 169969 | 11.1698
mMC6-B6/1 | MCB 6A B 6KA 1pole | 138822 | 11.1018
mMC6-B10/1 | MCB 10A B 6KA 1pole | 138823 | 10.9408
mMC6-B16/1 | MCB 16A B 6KA 1pole | 138825 | 10.9408
mMC6-B20/1 | MCB 20A B 6KA 1pole | 138826 | 10.9408
mMC6-B25/1 | MCB 25A B 6KA 1pole | 138827 | 10.9408
mMC6-B32/1 | MCB 32A B 6KA 1pole | 138828 | 10.9408
mMC6-B40/1 | MCB 40A B 6KA 1pole | 138829 | 12.2699
mMC6-B50/1 | MCB 50A B 6KA 1pole | 138830 | 23.9573
mMC6-B63/1 | MCB 63A B 6KA 1pole | 138831 | 23.969
MCB - 2P - 6 KA (mMC6) B-Curve
mMC6-B6/2 | MCB 6A B 6KA 2pole | 138942 | 31.5602
mMC6-B10/2 | MCB 10A B 6KA 2pole | 138943 | 30.2452
mMC6-B16/2 | MCB 16A B 6KA 2pole | 138945 | 30.2452
mMC6-B20/2 | MCB 20A B 6KA 2pole | 138946 | 30.2452
mMC6-B25/2 | MCB 25A B 6KA 2pole | 138947 | 30.2452
mMC6-B32/2 | MCB 32A B 6KA 2pole | 138948 | 30.2452
mMC6-B40/2 | MCB 40A B 6KA 2pole | 138949 | 31.5424
mMC6-B50/2 | MCB 50A B 6KA 2pole | 138950 | 39.9548
mMC6-B63/2 | MCB 63A B 6KA 2pole | 138951 | 41.0062
MCB - 3P - 6 KA (mMC6) B-Curve
mMC6-B6/3 | MCB 6A B 6KA 3pole | 139062 | 51.3813
mMC6-B10/3 | MCB 10A B 6KA 3pole | 139063 | 48.5269
mMC6-B16/3 | MCB 16A B 6KA 3pole | 139065 | 48.5269
mMC6-B20/3 | MCB 20A B 6KA 3pole | 139066 | 48.5269
mMC6-B25/3 | MCB 25A B 6KA 3pole | 139067 | 48.5269
mMC6-B32/3 | MCB 32A B 6KA 3pole | 139068 | 48.5269
mMC6-B40/3 | MCB 40A B 6KA 3pole | 139069 | 50.5954
mMC6-B50/3 | MCB 50A B 6KA 3pole | 139070 | 76.187
mMC6-B63/3 | MCB 63A B 6KA 3pole | 139071 | 78.192
MCB - 4P - 6 KA (mMC6) B-Curve
mMC6-B6/4 | MCB 6A B 6KA 4pole | 139182 | 76.5702
mMC6-B10/4 | MCB 10A B 6KA 4pole | 139183 | 57.1127
mMC6-B16/4 | MCB 16A B 6KA 4pole | 139185 | 57.1127
mMC6-B20/4 | MCB 20A B 6KA 4pole | 139186 | 57.1127
mMC6-B25/4 | MCB 25A B 6KA 4pole | 139187 | 61.9353
mMC6-B32/4 | MCB 32A B 6KA 4pole | 139188 | 61.9353
mMC6-B40/4 | MCB 40A B 6KA 4pole | 139189 | 84.775
mMC6-B50/4 | MCB 50A B 6KA 4pole | 139190 | 119.4874
mMC6-B63/4 | MCB 63A B 6KA 4pole | 139191 | 119.5465
MCB - 1P - 6 KA (mMC6) D-Curve
mMC6-D1/1 | MCB 1A D 6KA 1pole | 138846 | 28.6744
mMC6-D2/1 | MCB 2A D 6KA 1pole | 138847 | 28.6744
mMC6-D3/1 | MCB 3A D 6KA 1pole | 138848 | 28.6744
mMC6-D4/1 | MCB 4A D 6KA 1pole | 138849 | 28.6744
mMC6-D5/1 | MCB 5A D 6KA 1pole | 170017 | 28.6912
mMC6-D6/1 | MCB 6A D 6KA 1pole | 138850 | 20.318
mMC6-D10/1 | MCB 10A D 6KA 1pole | 138851 | 20.6321
mMC6-D16/1 | MCB 16A D 6KA 1pole | 138853 | 20.6321
mMC6-D20/1 | MCB 20A D 6KA 1pole | 138854 | 20.6321
mMC6-D25/1 | MCB 25A D 6KA 1pole | 138855 | 20.318
mMC6-D32/1 | MCB 32A D 6KA 1pole | 138856 | 20.6321
mMC6-D40/1 | MCB 40A D 6KA 1pole | 138857 | 20.6321
MCB - 2P - 6 KA (mMC6) D-Curve
mMC6-D6/2 | MCB 6A D 6KA 2pole | 138970 | 46.5663
mMC6-D10/2 | MCB 10A D 6KA 2pole | 138971 | 46.5663
mMC6-D16/2 | MCB 16A D 6KA 2pole | 138973 | 46.5663
mMC6-D20/2 | MCB 20A D 6KA 2pole | 138974 | 46.5663
mMC6-D25/2 | MCB 25A D 6KA 2pole | 138975 | 46.5663
mMC6-D32/2 | MCB 32A D 6KA 2pole | 138976 | 46.5663
mMC6-D40/2 | MCB 40A D 6KA 2pole | 138977 | 46.5663
MCB - 3P - 6 KA (mMC6) D-Curve
mMC6-D6/3 | MCB 6A D 6KA 3pole | 139090 | 69.1755
mMC6-D10/3 | MCB 10A D 6KA 3pole | 139091 | 70.2294
mMC6-D16/3 | MCB 16A D 6KA 3pole | 139093 | 70.2294
mMC6-D20/3 | MCB 20A D 6KA 3pole | 139094 | 70.2294
mMC6-D25/3 | MCB 25A D 6KA 3pole | 139095 | 69.1755
mMC6-D32/3 | MCB 32A D 6KA 3pole | 139096 | 70.2294
mMC6-D40/3 | MCB 40A D 6KA 3pole | 139097 | 70.2294
MCB - 4P - 6 KA (mMC6) D-Curve
mMC6-D6/4 | MCB 6A D 6KA 4pole | 139210 | 60.9539
mMC6-D10/4 | MCB 10A D 6KA 4pole | 139211 | 91.7173
mMC6-D16/4 | MCB 16A D 6KA 4pole | 139213 | 91.7173
mMC6-D20/4 | MCB 20A D 6KA 4pole | 139214 | 91.7173
mMC6-D25/4 | MCB 25A D 6KA 4pole | 139215 | 91.7173
mMC6-D32/4 | MCB 32A D 6KA 4pole | 139216 | 91.7173
mMC6-D40/4 | MCB 40A D 6KA 4pole | 139217 | 91.7173
MCB - 1P - 10 KA (mMCM) C-Curve
mMCM-C1/1 | MCB 1A C 10kA 1pole | 138872 | 24.9173
mMCM-C2/1 | MCB 2A C 10kA 1pole | 138873 | 24.9173
mMCM-C3/1 | MCB 3A C 10kA 1pole | 138874 | 24.9173
mMCM-C4/1 | MCB 4A C 10kA 1pole | 138875 | 24.9173
mMCM-C5/1 | MCB 5A C 10kA 1pole | 170065 | 11.0688
mMCM-C6/1 | MCB 6A C 10kA 1pole | 138876 | 11.8097
mMCM-C10/1 | MCB 10A C 10kA 1pole | 138877 | 11.3669
mMCM-C16/1 | MCB 16A C 10kA 1pole | 138879 | 11.3669
mMCM-C20/1 | MCB 20A C 10kA 1pole | 138880 | 11.3669
mMCM-C25/1 | MCB 25A C 10kA 1pole | 138881 | 11.3669
mMCM-C32/1 | MCB 32A C 10kA 1pole | 138882 | 11.3669
mMCM-C40/1 | MCB 40A C 10kA 1pole | 138883 | 11.9652
mMCM-C50/1 | MCB 50A C 10kA 1pole | 138884 | 24.7223
mMCM-C63/1 | MCB 63A C 10kA 1pole | 138885 | 24.7253
MCB - 2P - 10 KA (mMCM) C-Curve
mMCM-C6/2 | MCB 6A C 10kA 2pole | 138996 | 31.1871
mMCM-C10/2 | MCB 10A C 10kA 2pole | 138997 | 29.2378
mMCM-C16/2 | MCB 16A C 10kA 2pole | 138999 | 29.2378
mMCM-C20/2 | MCB 20A C 10kA 2pole | 139000 | 29.2378
mMCM-C25/2 | MCB 25A C 10kA 2pole | 139001 | 29.2378
mMCM-C32/2 | MCB 32A C 10kA 2pole | 139002 | 29.2378
mMCM-C40/2 | MCB 40A C 10kA 2pole | 139003 | 33.1777
mMCM-C50/2 | MCB 50A C 10kA 2pole | 139004 | 45.2747
mMCM-C63/2 | MCB 63A C 10kA 2pole | 139005 | 46.8917
MCB - 3P - 10 KA (mMCM) C-Curve
mMCM-C6/3 | MCB 6A C 10kA 3pole | 139116 | 53.1909
mMCM-C10/3 | MCB 10A C 10kA 3pole | 139117 | 51.7725
mMCM-C16/3 | MCB 16A C 10kA 3pole | 139119 | 51.7725
mMCM-C20/3 | MCB 20A C 10kA 3pole | 139120 | 51.7725
mMCM-C25/3 | MCB 25A C 10kA 3pole | 139121 | 51.7725
mMCM-C32/3 | MCB 32A C 10kA 3pole | 139122 | 51.7725
mMCM-C40/3 | MCB 40A C 10kA 3pole | 139123 | 55.8696
mMCM-C50/3 | MCB 50A C 10kA 3pole | 139124 | 86.9382
mMCM-C63/3 | MCB 63A C 10kA 3pole | 139125 | 88.0115
MCB - 3PN - 10 KA (mMCM) C-Curve
mMCM-C6/3N | MCB 6A C 10kA 3+N pole | 139476 | 53.3371
mMCM-C10/3N | MCB 10A C 10kA 3+N pole | 139477 | 53.3371
mMCM-C16/3N | MCB 16A C 10kA 3+N pole | 139479 | 53.3371
mMCM-C20/3N | MCB 20A C 10kA 3+N pole | 139480 | 53.3371
mMCM-C25/3N | MCB 25A C 10kA 3+N pole | 139481 | 53.3371
mMCM-C32/3N | MCB 32A C 10kA 3+N pole | 139482 | 53.3371
mMCM-C40/3N | MCB 40A C 10kA 3+N pole | 139483 | 53.3371
mMCM-C50/3N | MCB 50A C 10kA 3+N pole | 139484 | 131.2717
mMCM-C63/3N | MCB 63A C 10kA 3+N pole | 139485 | 131.2717
MCB - 4P - 10 KA (mMCM) C-Curve
mMCM-C6/4 | MCB 6A C 10kA 4pole | 139236 | 82.3982
mMCM-C10/4 | MCB 10A C 10kA 4pole | 139237 | 75.0972
mMCM-C16/4 | MCB 16A C 10kA 4pole | 139239 | 75.0972
mMCM-C20/4 | MCB 20A C 10kA 4pole | 139240 | 75.0972
mMCM-C25/4 | MCB 25A C 10kA 4pole | 139241 | 75.0972
mMCM-C32/4 | MCB 32A C 10kA 4pole | 139242 | 75.0972
mMCM-C40/4 | MCB 40A C 10kA 4pole | 139243 | 88.5473
mMCM-C50/4 | MCB 50A C 10kA 4pole | 139244 | 129.1905
mMCM-C63/4 | MCB 63A C 10kA 4pole | 139245 | 135.0627
MCB - 1P - 10 KA (mMCM) B-Curve
mMCM-B1/1 | MCB 1A B 10KA 1pole | 138858 | 26.7803
mMCM-B2/1 | MCB 2A B 10KA 1pole | 138859 | 26.7803
mMCM-B3/1 | MCB 3A B 10KA 1pole | 138860 | 26.7803
mMCM-B4/1 | MCB 4A B 10KA 1pole | 138861 | 26.7803
mMCM-B5/1 | MCB 5A B 10KA 1pole | 170041 | 15.7712
mMCM-B6/1 | MCB 6A B 10KA 1pole | 138862 | 11.8963
mMCM-B10/1 | MCB 10A B 10KA 1pole | 138863 | 11.8963
mMCM-B16/1 | MCB 16A B 10KA 1pole | 138865 | 11.8963
mMCM-B20/1 | MCB 20A B 10KA 1pole | 138866 | 11.8963
mMCM-B25/1 | MCB 25A B 10KA 1pole | 138867 | 11.8963
mMCM-B32/1 | MCB 32A B 10KA 1pole | 138868 | 11.8963
mMCM-B40/1 | MCB 40A B 10KA 1pole | 138869 | 11.8963
mMCM-B50/1 | MCB 50A B 10KA 1pole | 138870 | 26.7803
mMCM-B63/1 | MCB 63A B 10KA 1pole | 138871 | 26.7803
MCB - 2P - 10 KA (mMCM) B-Curve
mMCM-B6/2 | MCB 6A B 10KA 2pole | 138982 | 26.9309
mMCM-B10/2 | MCB 10A B 10KA 2pole | 138983 | 26.9309
mMCM-B16/2 | MCB 16A B 10KA 2pole | 138985 | 26.9309
mMCM-B20/2 | MCB 20A B 10KA 2pole | 138986 | 26.9309
mMCM-B25/2 | MCB 25A B 10KA 2pole | 138987 | 26.9309
mMCM-B32/2 | MCB 32A B 10KA 2pole | 138988 | 26.9309
mMCM-B40/2 | MCB 40A B 10KA 2pole | 138989 | 26.9309
mMCM-B50/2 | MCB 50A B 10KA 2pole | 138990 | 43.7495
mMCM-B63/2 | MCB 63A B 10KA 2pole | 138991 | 43.7495
MCB - 3P - 10 KA (mMCM) B-Curve
mMCM-B6/3 | MCB 6A B 10KA 3pole | 139102 | 52.6009
mMCM-B10/3 | MCB 10A B 10KA 3pole | 139103 | 52.6009
mMCM-B16/3 | MCB 16A B 10KA 3pole | 139105 | 52.6009
mMCM-B20/3 | MCB 20A B 10KA 3pole | 139106 | 52.6009
mMCM-B25/3 | MCB 25A B 10KA 3pole | 139107 | 52.6009
mMCM-B32/3 | MCB 32A B 10KA 3pole | 139108 | 52.6009
mMCM-B40/3 | MCB 40A B 10KA 3pole | 139109 | 52.6009
mMCM-B50/3 | MCB 50A B 10KA 3pole | 139110 | 93.2332
mMCM-B63/3 | MCB 63A B 10KA 3pole | 139111 | 93.2332
MCB - 4P - 10 KA (mMCM) B-Curve
mMCM-B6/4 | MCB 6A B 10KA 4pole | 139222 | 76.3211
mMCM-B10/4 | MCB 10A B 10KA 4pole | 139223 | 76.3211
mMCM-B16/4 | MCB 16A B 10KA 4pole | 139225 | 76.3211
mMCM-B20/4 | MCB 20A B 10KA 4pole | 139226 | 76.3211
mMCM-B25/4 | MCB 25A B 10KA 4pole | 139227 | 76.3211
mMCM-B32/4 | MCB 32A B 10KA 4pole | 139228 | 76.3211
mMCM-B40/4 | MCB 40A B 10KA 4pole | 139229 | 89.0323
mMCM-B50/4 | MCB 50A B 10KA 4pole | 139230 | 139.9131
mMCM-B63/4 | MCB 63A B 10KA 4pole | 139231 | 146.2867
MCB - 1P - 10 KA (mMCM) D-Curve
mMCM-D1/1 | MCB 1A D 10KA 1pole | 138886 | 33.0634
mMCM-D2/1 | MCB 2A D 10KA 1pole | 138887 | 33.0634
mMCM-D3/1 | MCB 3A D 10KA 1pole | 138888 | 33.0634
mMCM-D4/1 | MCB 4A D 10KA 1pole | 138889 | 33.0634
mMCM-D5/1 | MCB 5A D 10KA 1pole | 170089 | 23.2132
mMCM-D6/1 | MCB 6A D 10KA 1pole | 138890 | 23.2132
mMCM-D10/1 | MCB 10A D 10KA 1pole | 138891 | 23.2132
mMCM-D16/1 | MCB 16A D 10KA 1pole | 138893 | 23.2132
mMCM-D20/1 | MCB 20A D 10KA 1pole | 138894 | 23.2132
mMCM-D25/1 | MCB 25A D 10KA 1pole | 138895 | 23.2132
mMCM-D32/1 | MCB 32A D 10KA 1pole | 138896 | 23.2132
mMCM-D40/1 | MCB 40A D 10KA 1pole | 138897 | 23.2132
MCB - 2P - 10 KA (mMCM) D-Curve
mMCM-D6/2 | MCB 6A D 10KA 2pole | 139010 | 52.0214
mMCM-D10/2 | MCB 10A D 10KA 2pole | 139011 | 52.0214
mMCM-D16/2 | MCB 16A D 10KA 2pole | 139013 | 52.0214
mMCM-D20/2 | MCB 20A D 10KA 2pole | 139014 | 52.0214
mMCM-D25/2 | MCB 25A D 10KA 2pole | 139015 | 52.0214
mMCM-D32/2 | MCB 32A D 10KA 2pole | 139016 | 52.0214
mMCM-D40/2 | MCB 40A D 10KA 2pole | 139017 | 52.0214
MCB - 3P - 10 KA (mMCM) D-Curve
mMCM-D6/3 | MCB 6A D 10KA 3pole | 139130 | 79.8882
mMCM-D10/3 | MCB 10A D 10KA 3pole | 139131 | 79.8882
mMCM-D16/3 | MCB 16A D 10KA 3pole | 139133 | 79.8882
mMCM-D20/3 | MCB 20A D 10KA 3pole | 139134 | 79.8882
mMCM-D25/3 | MCB 25A D 10KA 3pole | 139135 | 79.8882
mMCM-D32/3 | MCB 32A D 10KA 3pole | 139136 | 79.8882
mMCM-D40/3 | MCB 40A D 10KA 3pole | 139137 | 79.8882
MCB - 4P - 10 KA (mMCM) D-Curve
mMCM-D6/4 | MCB 6A D 10KA 4pole | 139250 | 94.9895
mMCM-D10/4 | MCB 10A D 10KA 4pole | 139251 | 94.9895
mMCM-D16/4 | MCB 16A D 10KA 4pole | 139253 | 108.1171
mMCM-D20/4 | MCB 20A D 10KA 4pole | 139254 | 108.1171
mMCM-D25/4 | MCB 25A D 10KA 4pole | 139255 | 108.1171
mMCM-D32/4 | MCB 32A D 10KA 4pole | 139256 | 120.8464
mMCM-D40/4 | MCB 40A D 10KA 4pole | 139257 | 120.8464
MCB - 1P - 15 KA (FAZT) C-Curve
FAZT-C6/1 | MCB 6A C 15KA 1pole | 240802 | 15.684
FAZT-C10/1 | MCB 10A C 15KA 1pole | 240803 | 15.0981
FAZT-C16/1 | MCB 16A C 15KA 1pole | 240807 | 15.0981
FAZT-C20/1 | MCB 20A C 15KA 1pole | 240808 | 15.0981
FAZT-C25/1 | MCB 25A C 15KA 1pole | 240809 | 15.0981
FAZT-C32/1 | MCB 32A C 15KA 1pole | 141909 | 15.0981
FAZT-C40/1 | MCB 40A C 15KA 1pole | 142480 | 15.8927
MCB - 2P - 15 KA (FAZT) C-Curve
FAZT-C6/2 | MCB 6A C 15KA 2pole | 240850 | 41.4243
FAZT-C10/2 | MCB 10A C 15KA 2pole | 240855 | 38.8351
FAZT-C16/2 | MCB 16A C 15KA 2pole | 240861 | 38.8351
FAZT-C20/2 | MCB 20A C 15KA 2pole | 240862 | 38.8351
FAZT-C25/2 | MCB 25A C 15KA 2pole | 240863 | 38.8351
FAZT-C32/2 | MCB 32A C 15KA 2pole | 142487 | 38.8351
FAZT-C40/2 | MCB 40A C 15KA 2pole | 142488 | 44.0683
MCB - 3P - 15 KA (FAZT) C-Curve
FAZT-C6/3 | MCB 6A C 15KA 3pole | 240890 | 70.6508
FAZT-C10/3 | MCB 10A C 15KA 3pole | 240891 | 68.7668
FAZT-C16/3 | MCB 16A C 15KA 3pole | 240895 | 68.7668
FAZT-C20/3 | MCB 20A C 15KA 3pole | 240896 | 68.7668
FAZT-C25/3 | MCB 25A C 15KA 3pole | 240897 | 68.7668
FAZT-C32/3 | MCB 32A C 15KA 3pole | 142495 | 68.7668
FAZT-C40/3 | MCB 40A C 15KA 3pole | 142496 | 74.2088
MCB - 4P - 15 KA (FAZT) C-Curve
FAZT-C6/4 | MCB 6A C 15KA 4pole | 240955 | 109.4454
FAZT-C10/4 | MCB 10A C 15KA 4pole | 240959 | 99.7478
FAZT-C16/4 | MCB 16A C 15KA 4pole | 240965 | 99.7478
FAZT-C20/4 | MCB 20A C 15KA 4pole | 240966 | 99.7478
FAZT-C25/4 | MCB 25A C 15KA 4pole | 240967 | 99.7478
FAZT-C32/4 | MCB 32A C 15KA 4pole | 142503 | 99.7478
FAZT-C40/4 | MCB 40A C 15KA 4pole | 142504 | 117.6129
MCB - 1P - 25 KA (mMCT) C-Curve
mMCT-C40/1 | MCB 40A C 25kA 1pole | 152568 | 67.2313
mMCT-C50/1 | MCB 50A C 25kA 1pole | 152569 | 78.549
mMCT-C63/1 | MCB 63A C 25kA 1pole | 158310 | 78.549
mMCT-C80/1 | MCB 80A C 25kA 1pole | 129649 | 79.6359
mMCT-C100/1 | MCB 100A C 25kA 1pole | 129650 | 80.4752
mMCT-C125/1 | MCB 125A C 25kA 1pole | 129651 | 82.2867
MCB - 2P - 25 KA (mMCT) C-Curve
mMCT-C20/2 | MCB 20A C 25kA 2pole | 152708 | 120.6689
mMCT-C25/2 | MCB 25A C 25kA 2pole | 158313 | 120.6689
mMCT-C32/2 | MCB 32A C 25kA 2pole | 152709 | 135.0668
mMCT-C40/2 | MCB 40A C 25kA 2pole | 152710 | 135.0668
mMCT-C50/2 | MCB 50A C 25kA 2pole | 152711 | 159.018
mMCT-C63/2 | MCB 63A C 25kA 2pole | 158314 | 159.018
mMCT-C80/2 | MCB 80A C 25kA 2pole | 129657 | 162.0761
mMCT-C100/2 | MCB 100A C 25kA 2pole | 129658 | 170.3674
mMCT-C125/2 | MCB 125A C 25kA 2pole | 129659 | 166.2056
MCB - 3P - 25 KA (mMCT) C-Curve
mMCT-C20/3 | MCB 20A C 25kA 3pole | 152720 | 181.4739
mMCT-C25/3 | MCB 25A C 25kA 3pole | 158317 | 181.4739
mMCT-C32/3 | MCB 32A C 25kA 3pole | 152721 | 202.2312
mMCT-C40/3 | MCB 40A C 25kA 3pole | 152722 | 203.2995
mMCT-C50/3 | MCB 50A C 25kA 3pole | 152723 | 239.7706
mMCT-C63/3 | MCB 63A C 25kA 3pole | 158318 | 239.7706
mMCT-C80/3 | MCB 80A C 25kA 3pole | 129665 | 244.3815
mMCT-C100/3 | MCB 100A C 25kA 3pole | 129666 | 246.659
mMCT-C125/3 | MCB 125A C 25kA 3pole | 129667 | 248.3889
MCB - 3PN - 25 KA (mMCT) C-Curve
mMCT-C20/3N | MCB 20A C 25kA 3+N pole | 152744 | 230.7416
mMCT-C25/3N | MCB 25A C 25kA 3+N pole | 158325 | 230.7416
mMCT-C32/3N | MCB 32A C 25kA 3+N pole | 152745 | 257.8729
mMCT-C40/3N | MCB 40A C 25kA 3+N pole | 152746 | 257.8729
mMCT-C50/3N | MCB 50A C 25kA 3+N pole | 152747 | 302.2091
mMCT-C63/3N | MCB 63A C 25kA 3+N pole | 158326 | 302.2091
mMCT-C80/3N | MCB 80A C 25kA 3+N pole | 129681 | 308.0208
mMCT-C100/3N | MCB 100A C 25kA 3+N pole | 129682 | 308.0208
mMCT-C125/3N | MCB 125A C 25kA 3+N pole | 129683 | 308.0208
MCB - 4P - 25 KA (mMCT) C-Curve
mMCT-C20/4 | MCB 20A C 25kA 4pole | 152732 | 242.9795
mMCT-C25/4 | MCB 25A C 25kA 4pole | 158321 | 242.9795
mMCT-C32/4 | MCB 32A C 25kA 4pole | 152733 | 265.5923
mMCT-C40/4 | MCB 40A C 25kA 4pole | 152734 | 268.9987
mMCT-C50/4 | MCB 50A C 25kA 4pole | 152735 | 303.3466
mMCT-C63/4 | MCB 63A C 25kA 4pole | 158322 | 303.3466
mMCT-C80/4 | MCB 80A C 25KA 4pole | 129673 | 309.1802
mMCT-C100/4 | MCB 100A C 25KA 4pole | 129674 | 307.7242
mMCT-C125/4 | MCB 125A C 25KA 4pole | 129675 | 310.134
MCB - 1P - 25 KA (mMCT) B-Curve
mMCT-B40/1 | MCB 40A B 25KA 1pole | 152564 | 65.9032
mMCT-B50/1 | MCB 50A B 25KA 1pole | 152565 | 77.0112
mMCT-B63/1 | MCB 63A B 25KA 1pole | 152635 | 77.0112
mMCT-B80/1 | MCB 80A B 25KA 1pole | 129646 | 78.4922
mMCT-B100/1 | MCB 100A B 25KA 1pole | 129647 | 78.4922
mMCT-B125/1 | MCB 125A B 25KA 1pole | 129648 | 78.4922
MCB - 2P - 25 KA (mMCT) B-Curve
mMCT-B40/2 | MCB 40A B 25KA 2pole | 152706 | 133.79
mMCT-B50/2 | MCB 50A B 25KA 2pole | 152707 | 156.0223
mMCT-B63/2 | MCB 63A B 25KA 2pole | 152637 | 156.0223
mMCT-B80/2 | MCB 80A B 25KA 2pole | 129654 | 159.0227
mMCT-B100/2 | MCB 100A B 25KA 2pole | 129655 | 159.0227
mMCT-B125/2 | MCB 125A B 25KA 2pole | 129656 | 159.0227
MCB - 3P - 25 KA (mMCT) B-Curve
mMCT-B40/3 | MCB 40A B 25KA 3pole | 152718 | 196.718
mMCT-B50/3 | MCB 50A B 25KA 3pole | 152719 | 217.7767
mMCT-B63/3 | MCB 63A B 25KA 3pole | 152639 | 217.7767
mMCT-B80/3 | MCB 80A B 25KA 3pole | 129662 | 221.9647
mMCT-B100/3 | MCB 100A B 25KA 3pole | 129663 | 221.9647
mMCT-B125/3 | MCB 125A B 25KA 3pole | 129664 | 221.9647
MCB - 4P - 25 KA (mMCT) B-Curve
mMCT-B40/4 | MCB 40A B 25KA 4pole | 152730 | 261.5303
mMCT-B50/4 | MCB 50A B 25KA 4pole | 152731 | 288.6554
mMCT-B63/4 | MCB 63A B 25KA 4pole | 153011 | 288.6554
mMCT-B80/4 | MCB 80A B 25KA 4pole | 129670 | 294.2064
mMCT-B100/4 | MCB 100A B 25KA 4pole | 129671 | 294.2064
mMCT-B125/4 | MCB 125A B 25KA 4pole | 129672 | 294.2064
MCB - 1P - 25 KA (mMCT) D-Curve
mMCT-D40/1 | MCB 40A D 25KA 1pole | 152702 | 69.3022
mMCT-D50/1 | MCB 50A D 25KA 1pole | 152703 | 81.0817
mMCT-D63/1 | MCB 63A D 25KA 1pole | 158312 | 81.0817
mMCT-D80/1 | MCB 80A D 25KA 1pole | 129652 | 82.641
mMCT-D100/1 | MCB 100A D 25KA 1pole | 129653 | 82.641
MCB - 2P - 25 KA (mMCT) D-Curve
mMCT-D40/2 | MCB 40A D 25KA 2pole | 152714 | 140.7099
mMCT-D50/2 | MCB 50A D 25KA 2pole | 152715 | 164.2514
mMCT-D63/2 | MCB 63A D 25KA 2pole | 158316 | 164.2514
mMCT-D80/2 | MCB 80A D 25KA 2pole | 129660 | 167.4101
mMCT-D100/2 | MCB 100A D 25KA 2pole | 129661 | 167.4101
MCB - 3P - 25 KA (mMCT) D-Curve
mMCT-D40/3 | MCB 40A D 25KA 3pole | 152726 | 210.047
mMCT-D50/3 | MCB 50A D 25KA 3pole | 152727 | 245.368
mMCT-D63/3 | MCB 63A D 25KA 3pole | 158320 | 245.368
mMCT-D80/3 | MCB 80A D 25KA 3pole | 129668 | 250.0866
mMCT-D100/3 | MCB 100A D 25KA 3pole | 129669 | 250.0866
MCB - 4P - 25 KA (mMCT) D-Curve
mMCT-D40/4 | MCB 40A D 25KA 4pole | 152738 | 279.0708
mMCT-D50/4 | MCB 50A D 25KA 4pole | 152739 | 326.1539
mMCT-D63/4 | MCB 63A D 25KA 4pole | 158324 | 326.1539
mMCT-D80/4 | MCB 80A D 25KA 4pole | 129676 | 332.4261
mMCT-D100/4 | MCB 100A D 25KA 4pole | 129677 | 332.4261
MCB - (1P+N) one module- 6 KA (PLN6) C-Curve
PLN6-C2/1N | MCB 1P+N (1 module unit) 6KA C 2A | 263169 | 17.9014
PLN6-C4/1N | MCB 1P+N (1 module unit) 6KA C 4A | 263170 | 17.9014
PLN6-C6/1N | MCB 1P+N (1 module unit) 6KA C 6A | 263171 | 15.2404
PLN6-C10/1N | MCB 1P+N (1 module unit) 6KA C 10A | 263172 | 15.2404
PLN6-C16/1N | MCB 1P+N (1 module unit) 6KA C 16A | 263174 | 15.2404
PLN6-C20/1N | MCB 1P+N (1 module unit) 6KA C 20A | 263175 | 15.2404
PLN6-C25/1N | MCB 1P+N (1 module unit) 6KA C 25A | 263176 | 16.3613
PLN6-C32/1N | MCB 1P+N (1 module unit) 6KA C 32A | 263177 | 16.3613
PLN6-C40/1N | MCB 1P+N (1 module unit) 6KA C 40A | 263178 | 16.3613
MCB - (1P+N) one module- 6 KA (PLN6) B-Burve
PLN6-B6/1N | MCB 1P+N (1 module unit) 6KA B 6A | 263161 | 15.2541
PLN6-B10/1N | MCB 1P+N (1 module unit) 6KA B 10A | 263162 | 15.2541
PLN6-B16/1N | MCB 1P+N (1 module unit) 6KA B 16A | 263164 | 15.2541
PLN6-B20/1N | MCB 1P+N (1 module unit) 6KA B 20A | 263165 | 15.2541
PLN6-B25/1N | MCB 1P+N (1 module unit) 6KA B 25A | 263166 | 16.3749
PLN6-B32/1N | MCB 1P+N (1 module unit) 6KA B 32A | 263167 | 16.3749
PLN6-B40/1N | MCB 1P+N (1 module unit) 6KA B 40A | 263168 | 16.3749
MCB - (1P+N) one module- 6 KA (FAZ-PN) C-Curve
FAZ-PN-C2/1N | MCB 1P+N (1 module unit) 6KA C 2A | 279154 | 20.0666
FAZ-PN-C4/1N | MCB 1P+N (1 module unit) 6KA C 4A | 279155 | 20.0666
FAZ-PN-C6/1N | MCB 1P+N (1 module unit) 6KA C 6A | 279156 | 17.0838
FAZ-PN-C10/1N | MCB 1P+N (1 module unit) 6KA C 10A | 279157 | 17.0838
FAZ-PN-C16/1N | MCB 1P+N (1 module unit) 6KA C 16A | 279159 | 17.0838
FAZ-PN-C20/1N | MCB 1P+N (1 module unit) 6KA C 20A | 279160 | 17.0838
FAZ-PN-C25/1N | MCB 1P+N (1 module unit) 6KA C 25A | 279161 | 18.3402
FAZ-PN-C32/1N | MCB 1P+N (1 module unit) 6KA C 32A | 279162 | 18.3402
FAZ-PN-C40/1N | MCB 1P+N (1 module unit) 6KA C 40A | 279163 | 18.3402
MCB - (1P+N) one module- 6 KA (FAZ-PN) B-Burve
FAZ-PN-B6/1N | MCB 1P+N (1 module unit) 6KA B 6A | 279146 | 17.0991
FAZ-PN-B10/1N | MCB 1P+N (1 module unit) 6KA B 10A | 279147 | 17.0991
FAZ-PN-B16/1N | MCB 1P+N (1 module unit) 6KA B 16A | 279149 | 17.0991
FAZ-PN-B20/1N | MCB 1P+N (1 module unit) 6KA B 20A | 279150 | 17.0991
FAZ-PN-B25/1N | MCB 1P+N (1 module unit) 6KA B 25A | 279151 | 18.3555
FAZ-PN-B32/1N | MCB 1P+N (1 module unit) 6KA B 32A | 279152 | 18.3555
FAZ-PN-B40/1N | MCB 1P+N (1 module unit) 6KA B 40A | 279153 | 18.3555
MCB - 1P - DC Application - 10KA (mMCMDC)
mMCMDC-C1/1 | MCB 1A C 10kA 1P DC | 168552 | 55.5173
mMCMDC-C2/1 | MCB 2A C 10kA 1P DC | 129624 | 51.7713
mMCMDC-C6/1 | MCB 6A C 10kA 1P DC | 129626 | 23.4295
mMCMDC-C10/1 | MCB 10A C 10kA 1P DC | 129627 | 23.4295
mMCMDC-C16/1 | MCB 16A C 10kA 1P DC | 129629 | 23.4295
mMCMDC-C20/1 | MCB 20A C 10kA 1P DC | 129630 | 23.4295
mMCMDC-C25/1 | MCB 25A C 10kA 1P DC | 129631 | 25.5404
mMCMDC-C32/1 | MCB 32A C 10kA 1P DC | 129632 | 23.4295
mMCMDC-C40/1 | MCB 40A C 10kA 1P DC | 129633 | 23.4295
mMCMDC-C50/1 | MCB 50A C 10kA 1P DC | 129634 | 43.4648
MCB - 2P - DC Application - 10KA (mMCMDC)
mMCMDC-C1/2 | MCB 1A C 10kA 2P DC | 168553 | 101.7873
mMCMDC-C2/2 | MCB 2A C 10kA 2P DC | 129635 | 93.8354
mMCMDC-C6/2 | MCB 6A C 10kA 2P DC | 129637 | 48.5355
mMCMDC-C10/2 | MCB 10A C 10kA 2P DC | 129638 | 48.5355
mMCMDC-C16/2 | MCB 16A C 10kA 2P DC | 129640 | 48.5355
mMCMDC-C20/2 | MCB 20A C 10kA 2P DC | 129641 | 48.5355
mMCMDC-C25/2 | MCB 25A C 10kA 2P DC | 129642 | 48.5355
mMCMDC-C32/2 | MCB 32A C 10kA 2P DC | 129643 | 49.78
mMCMDC-C40/2 | MCB 40A C 10kA 2P DC | 129644 | 51.0901
mMCMDC-C50/2 | MCB 50A C 10kA 2P DC | 129645 | 96.4153
Disconnector Switch - 1P
IS-16/1 | Isolator 16A 1pole | 276254 | 13.8486
IS-20/1 | Isolator 20A 1pole | 276258 | 13.8486
IS-25/1 | Isolator 25A 1pole | 276262 | 13.8486
IS-32/1 | Isolator 32A 1pole | 276266 | 13.8486
IS-40/1 | Isolator 40A 1pole | 276270 | 13.3867
IS-63/1 | Isolator 63A 1pole | 276274 | 26.9937
IS-80/1 | Isolator 80A 1pole | 276278 | 27.7296
IS-100/1 | Isolator 100A 1pole | 276282 | 27.7296
IS-125/1 | Isolator 125A 1pole | 276286 | 31.7513
Disconnector Switch - 2P
IS-16/2 | Isolator 16A 2pole | 276255 | 28.1689
IS-20/2 | Isolator 20A 2pole | 276259 | 28.1689
IS-25/2 | Isolator 25A 2pole | 276263 | 28.1689
IS-32/2 | Isolator 32A 2pole | 276267 | 25.9921
IS-40/2 | Isolator 40A 2pole | 276271 | 27.2319
IS-63/2 | Isolator 63A 2pole | 276275 | 33.811
IS-80/2 | Isolator 80A 2pole | 276279 | 35.7506
IS-100/2 | Isolator 100A 2pole | 276283 | 37.092
IS-125/2 | Isolator 125A 2pole | 276287 | 38.6668
Disconnector Switch - 3P
IS-16/3 | Isolator 16A 3pole | 276256 | 39.6252
IS-20/3 | Isolator 20A 3pole | 276260 | 39.6252
IS-25/3 | Isolator 25A 3pole | 276264 | 36.5742
IS-32/3 | Isolator 32A 3pole | 276268 | 39.6252
IS-40/3 | Isolator 40A 3pole | 276272 | 34.5549
IS-63/3 | Isolator 63A 3pole | 276276 | 38.3032
IS-80/3 | Isolator 80A 3pole | 276280 | 43.0791
IS-100/3 | Isolator 100A 3pole | 276284 | 44.6736
IS-125/3 | Isolator 125A 3pole | 276288 | 44.6238
Disconnector Switch - 4P
IS-32/4 | Isolator 32A 4pole | 276269 | 50.0031
IS-16/4 | Isolator 16A 4pole | 276257 | 50.0031
IS-20/4 | Isolator 20A 4pole | 276261 | 46.155
IS-25/4 | Isolator 25A 4pole | 276265 | 46.155
IS-40/4 | Isolator 40A 4pole | 276273 | 43.0791
IS-63/4 | Isolator 63A 4pole | 276277 | 44.395
IS-80/4 | Isolator 80A 4pole | 276281 | 48.3479
IS-100/4 | Isolator 100A 4pole | 276285 | 50.4592
IS-125/4 | Isolator 125A 4pole | 276289 | 56.2374
Accessories For IS
Z-IS/SPE-1TE | Lockout device | 274418 | 10.3823
RCCB (Residual Current CB) - 10mA
mRCM-16/2/001 | RCCB 16A 2P 10mA AC-Type | 158049 | 117.8453
RCCB (Residual Current CB) - 30 mA
mRCM-16/2/003 | RCCB 16A 2P 30mA AC-Type | 142748 | 74.793
mRCM-25/2/003 | RCCB 25A 2pole 30mA AC-Type | 142750 | 81.5894
mRCM-40/2/003 | RCCB 40A 2pole 30mA AC-Type | 142756 | 81.5894
mRCM-63/2/003 | RCCB 63A 2pole 30mA AC-Type | 142762 | 97.6007
mRCM-80/2/003 | RCCB 80A 2pole 30mA AC-Type | 142768 | 133.4771
mRCM-100/2/003 | RCCB 100A 2pole 30mA AC-Type | 142774 | 173.1177
mRCM-25/4/003 | RCCB 25A 4pole 30mA AC-Type | 142781 | 96.8183
mRCM-40/4/003 | RCCB 40A 4pole 30mA AC-Type | 142787 | 96.8183
mRCM-63/4/003 | RCCB 63A 4pole 30mA AC-Type | 142793 | 133.4921
mRCM-80/4/003 | RCCB 80A 4pole 30mA AC-Type | 142799 | 169.7672
mRCM-100/4/003 | RCCB 100A 4pole 30mA AC-Type | 142805 | 201.6115
RCCB (Residual Current CB) - 100 mA
mRCM-25/2/01 | RCCB 25A 2P 100mA AC-Type | 142752 | 74.166
mRCM-40/2/01 | RCCB 40A 2pole 100mA AC-Type | 142758 | 74.149
mRCM-63/2/01 | RCCB 63A 2pole 100mA AC-Type | 142764 | 90.089
mRCM-80/2/01 | RCCB 80A 2pole 100mA AC-Type | 142770 | 116.5879
mRCM-100/2/01 | RCCB 100A 2pole 100mA AC-Type | 142776 | 143.0867
mRCM-25/4/01 | RCCB 25A 4P 100mA AC-Type | 142783 | 88.3746
mRCM-40/4/01 | RCCB 40A 4pole 100mA AC-Type | 142789 | 88.3746
mRCM-63/4/01 | RCCB 63A 4pole 100mA AC-Type | 142795 | 106.8439
mRCM-80/4/01 | RCCB 80A 4pole 100mA AC-Type | 142801 | 139.8444
mRCM-100/4/01 | RCCB 100A 4pole 100mA AC-Type | 142807 | 167.5314
RCCB (Residual Current CB) - 300 mA
mRCM-25/2/03 | RCCB 25A 2pole 300mA AC-Type | 142754 | 72.4499
mRCM-40/2/03 | RCCB 40A 2pole 300mA AC-Type | 142760 | 72.4499
mRCM-63/2/03 | RCCB 63A 2pole 300mA AC-Type | 142766 | 87.9337
mRCM-80/2/03 | RCCB 80A 2pole 300mA AC-Type | 142772 | 126.3196
mRCM-100/2/03 | RCCB 100A 2pole 300mA AC-Type | 142778 | 162.9981
mRCM-25/4/03 | RCCB 25A 4pole 300mA AC-Type | 142785 | 83.3395
mRCM-40/4/03 | RCCB 40A 4pole 300mA AC-Type | 142791 | 83.3395
mRCM-63/4/03 | RCCB 63A 4pole 300mA AC-Type | 142797 | 91.6947
mRCM-80/4/03 | RCCB 80A 4pole 300mA AC-Type | 142803 | 136.1882
mRCM-100/4/03 | RCCB 100A 4pole 300mA AC-Type | 142809 | 192.688
RCCB (Residual Current CB) - 30 mA A-Type
mRCM-25/2/003-A | RCCB 25A 2pole 30mA A-Type | 142751 | 74.6172
mRCM-40/2/003-A | RCCB 40A 2pole 30mA A-Type | 142757 | 89.8472
mRCM-63/2/003-A | RCCB 63A 2pole 30mA A-Type | 142763 | 107.7393
mRCM-80/2/003-A | RCCB 80A 2pole 30mA A-Type | 142769 | 147.9202
mRCM-100/2/003-A | RCCB 100A 2pole 30mA A-Type | 142775 | 147.8866
mRCM-25/4/003-A | RCCB 25A 4pole 30mA A-Type | 142782 | 107.1328
mRCM-40/4/003-A | RCCB 40A 4pole 30mA A-Type | 142788 | 107.1328
mRCM-63/4/003-A | RCCB 63A 4pole 30mA A-Type | 142794 | 196.4409
mRCM-80/4/003-A | RCCB 80A 4pole 30mA A-Type | 142800 | 204.0728
mRCM-100/4/003-A | RCCB 100A 4pole 30mA A-Type | 142806 | 274.714
RCCB (Residual Current CB) - 100 mA A-Type
mRCM-25/2/01-A | RCCB 25A 2P 100mA DC-Type | 142753 | 91.4301
mRCM-40/2/01-A | RCCB 40A 2P 100mA DC-Type | 142759 | 91.4301
mRCM-63/2/01-A | RCCB 63A 2P 100mA DC-Type | 142765 | 96.5907
mRCM-80/2/01-A | RCCB 80A 2P 100mA DC-Type | 142771 | 140.1329
mRCM-100/2/01-A | RCCB 100A 2P 100mA DC-Type | 142777 | 140.1329
mRCM-25/4/01-A | RCCB 25A 4P 100mA DC-Type | 142784 | 128.233
mRCM-40/4/01-A | RCCB 40A 4P 100mA DC-Type | 142790 | 128.233
mRCM-63/4/01-A | RCCB 63A 4P 100mA DC-Type | 142796 | 141.7286
mRCM-80/4/01-A | RCCB 80A 4P 100mA DC-Type | 142802 | 279.7056
mRCM-100/4/01-A | RCCB 100A 4P 100mA DC-Type | 142808 | 283.9156
RCCB (Residual Current CB) - 300 mA A-Type
mRCM-25/2/03-A | RCCB 25A 2pole 300mA A-Type | 142755 | 72.3427
mRCM-40/2/03-A | RCCB 40A 2pole 300mA A-Type | 142761 | 72.3427
mRCM-63/2/03-A | RCCB 63A 2pole 300mA A-Type | 142767 | 77.8182
mRCM-80/2/03-A | RCCB 80A 2pole 300mA A-Type | 142773 | 114.4782
mRCM-100/2/03-A | RCCB 100A 2pole 300mA A-Type | 142779 | 114.4782
mRCM-25/4/03-A | RCCB 25A 4pole 300mA A-Type | 142786 | 109.2891
mRCM-40/4/03-A | RCCB 40A 4pole 300mA A-Type | 142792 | 109.2891
mRCM-63/4/03-A | RCCB 63A 4pole 300mA A-Type | 142798 | 122.4302
mRCM-80/4/03-A | RCCB 80A 4pole 300mA A-Type | 142804 | 181.6151
mRCM-100/4/03-A | RCCB 100A 4pole 300mA A-Type | 142810 | 244.557
RCBO (Combined RCD/MCB Devices) - 30 mA
PKNM-6/1N/C/003-MW | RCBO Type C 6A Ph+N 30mA | 236017 | 94.3784
PKNM-10/1N/C/003-MW | RCBO Type C 10A Ph+N 30mA | 236077 | 93.1836
PKNM-16/1N/C/003-MW | RCBO Type C 16A Ph+N 30mA | 236212 | 93.1836
PKNM-20/1N/C/003-MW | RCBO Type C 20A Ph+N 30mA | 236245 | 93.1836
PKNM-25/1N/C/003-MW | RCBO Type C 25A Ph+N 30mA | 236275 | 93.1836
PKNM-32/1N/C/003-MW | RCBO Type C 32A Ph+N 30mA | 236305 | 96.229
PKNM-40/1N/C/003-MW | RCBO Type C 40A Ph+N 30mA | 236334 | 98.1534
RCBO (Combined RCD/MCB Devices) - 300 mA
PKNM-6/1N/C/03-MW | RCBO Type C 6A Ph+N 300mA | 236019 | 94.3784
PKNM-10/1N/C/03-MW | RCBO Type C 10A Ph+N 300mA | 236079 | 92.0188
PKNM-16/1N/C/03-MW | RCBO Type C 16A Ph+N 300mA | 236214 | 92.0188
PKNM-20/1N/C/03-MW | RCBO Type C 20A Ph+N 300mA | 236247 | 92.0188
PKNM-25/1N/C/03-MW | RCBO Type C 25A Ph+N 30mA | 236277 | 92.0188
PKNM-32/1N/C/03-MW | RCBO Type C 32A Ph+N 300mA | 236307 | 95.6041
PKNM-40/1N/C/03-MW | RCBO Type C 40A Ph+N 300mA | 236336 | 98.1534
RCBO (Combined RCD/MCB Devices) - 30 mA B-Curve
PKNM-6/1N/B/003-MW | RCBO Type B 6A Ph+N 30mA | 236007 | 83.073
PKNM-10/1N/B/003-MW | RCBO Type B 10A Ph+N 30mA | 236067 | 90.2182
PKNM-16/1N/B/003-MW | RCBO Type B 16A Ph+N 30mA | 236200 | 90.2182
PKNM-20/1N/B/003-MW | RCBO Type B 20A Ph+N 30mA | 236235 | 90.2182
PKNM-25/1N/B/003-MW | RCBO Type B 25A Ph+N 30mA | 236265 | 90.2182
PKNM-32/1N/B/003-MW | RCBO Type B 32A Ph+N 30mA | 236295 | 90.2182
PKNM-40/1N/B/003-MW | RCBO Type B 40A Ph+N 30mA | 236324 | 90.2182
RCBO (Combined RCD/MCB Devices) - 300 mA B-Curve
PKNM-6/1N/B/03-MW | RCBO Type B 6A Ph+N 300mA | 236009 | 90.2182
PKNM-10/1N/B/03-MW | RCBO Type B 10A Ph+N 300mA | 236069 | 90.2182
PKNM-16/1N/B/03-MW | RCBO Type B 16A Ph+N 300mA | 236202 | 90.2182
PKNM-20/1N/B/03-MW | RCBO Type B 20A Ph+N 300mA | 236237 | 90.2182
PKNM-25/1N/B/03-MW | RCBO Type B 25A Ph+N 30mA | 236267 | 90.2182
PKNM-32/1N/B/03-MW | RCBO Type B 32A Ph+N 300mA | 236297 | 90.2182
PKNM-40/1N/B/03-MW | RCBO Type B 40A Ph+N 300mA | 236326 | 90.2182
RCBO (Combined RCD/MCB Devices) - 30 mA C-Curve, A Type
PKNM-6/1N/C/003-A-MW | RCD/MCB combination switch, 6A, 30mA, C-LS-Char, 1N pole, FI-Char: A | 236022 | 97.7576
PKNM-10/1N/C/003-A-MW | RCD/MCB combination switch, 10A, 30mA, C-LS-Char, 1N pole, FI-Char: A | 236082 | 97.7576
PKNM-13/1N/C/003-A-MW | RCD/MCB combination switch, 13A, 30mA, C-LS-Char, 1N pole, FI-Char: A | 236145 | 97.7576
PKNM-16/1N/C/003-A-MW | RCD/MCB combination switch, 16A, 30mA, C-LS-Char, 1N pole, FI-Char: A | 236217 | 97.7576
PKNM-20/1N/C/003-A-MW | RCD/MCB combination switch, 20A, 30mA, C-LS-Char, 1N pole, FI-Char: A | 236249 | 97.7576
PKNM-25/1N/C/003-A-MW | RCD/MCB combination switch, 25A, 30mA, C-LS-Char, 1N pole, FI-Char: A | 236279 | 97.7576
PKNM-32/1N/C/003-A-MW | RCD/MCB combination switch, 32A, 30mA, C-LS-Char, 1N pole, FI-Char: A | 236309 | 97.7576
PKNM-40/1N/C/003-A-MW | RCD/MCB combination switch, 40A, 30mA, C-LS-Char, 1N pole, FI-Char: A | 236338 | 97.7576
RCBO (Combined RCD/MCB Devices) - 300 mA C-Curve, A Type
PKNM-6/1N/C/03-A-MW | RCD/MCB combination switch, 6A, 300mA, C-LS-Char, 1N pole, FI-Char: A | 236024 | 97.7576
PKNM-10/1N/C/03-A-MW | RCD/MCB combination switch, 10A, 300mA, C-LS-Char, 1N pole, FI-Char: A | 236084 | 97.7576
PKNM-13/1N/C/03-A-MW | RCD/MCB combination switch, 13A, 300mA, C-LS-Char, 1N pole, FI-Char: A | 236147 | 97.7576
PKNM-16/1N/C/03-A-MW | RCD/MCB combination switch, 16A, 300mA, C-LS-Char, 1N pole, FI-Char: A | 236219 | 97.7576
PKNM-20/1N/C/03-A-MW | RCD/MCB combination switch, 20A, 300mA, C-LS-Char, 1N pole, FI-Char: A | 236251 | 97.7576
PKNM-25/1N/C/03-A-MW | RCD/MCB combination switch, 25A, 300mA, C-LS-Char, 1N pole, FI-Char: A | 236281 | 97.7576
PKNM-32/1N/C/03-A-MW | RCD/MCB combination switch, 32A, 300mA, C-LS-Char, 1N pole, FI-Char: A | 236311 | 97.7576
PKNM-40/1N/C/03-A-MW | RCD/MCB combination switch, 40A, 300mA, C-LS-Char, 1N pole, FI-Char: A | 236340 | 97.7576
RCBO (Combined RCD/MCB Devices) - 30 mA B-Curve, A Type
PKNM-6/1N/B/003-A-MW | RCD/MCB combination switch, 6A, 30mA, B-LS-Char, 1N pole, FI-Char: A | 236012 | 97.7576
PKNM-10/1N/B/003-A-MW | RCD/MCB combination switch, 10A, 30mA, B-LS-Char, 1N pole, FI-Char: A | 236072 | 97.7576
PKNM-13/1N/B/003-A-MW | RCD/MCB combination switch, 13A, 30mA, B-LS-Char, 1N pole, FI-Char: A | 236133 | 97.7576
PKNM-16/1N/B/003-A-MW | RCD/MCB combination switch, 16A, 30mA, B-LS-Char, 1N pole, FI-Char: A | 236205 | 97.7576
PKNM-20/1N/B/003-A-MW | RCD/MCB combination switch, 20A, 30mA, B-LS-Char, 1N pole, FI-Char: A | 236239 | 97.7576
PKNM-25/1N/B/003-A-MW | RCD/MCB combination switch, 25A, 30mA, B-LS-Char, 1N pole, FI-Char: A | 236269 | 97.7576
PKNM-32/1N/B/003-A-MW | RCD/MCB combination switch, 32A, 30mA, B-LS-Char, 1N pole, FI-Char: A | 236299 | 97.7576
PKNM-40/1N/B/003-A-MW | RCD/MCB combination switch, 40A, 30mA, B-LS-Char, 1N pole, FI-Char: A | 236328 | 97.7576
RCBO (Combined RCD/MCB Devices) - 300 mA B-Curve, A Type
PKNM-6/1N/B/03-A-MW | RCD/MCB combination switch, 6A, 300mA, B-LS-Char, 1N pole, FI-Char: A | 236014 | 97.7576
PKNM-10/1N/B/03-A-MW | RCD/MCB combination switch, 10A, 300mA, B-LS-Char, 1N pole, FI-Char: A | 236074 | 97.7576
PKNM-13/1N/B/03-A-MW | RCD/MCB combination switch, 13A, 300mA, B-LS-Char, 1N pole, FI-Char: A | 236135 | 97.7576
PKNM-16/1N/B/03-A-MW | RCD/MCB combination switch, 16A, 300mA, B-LS-Char, 1N pole, FI-Char: A | 236207 | 97.7576
PKNM-20/1N/B/03-A-MW | RCD/MCB combination switch, 20A, 300mA, B-LS-Char, 1N pole, FI-Char: A | 236241 | 97.7576
PKNM-25/1N/B/03-A-MW | RCD/MCB combination switch, 25A, 300mA, B-LS-Char, 1N pole, FI-Char: A | 236271 | 97.7576
PKNM-32/1N/B/03-A-MW | RCD/MCB combination switch, 32A, 300mA, B-LS-Char, 1N pole, FI-Char: A | 236301 | 97.7576
PKNM-40/1N/B/03-A-MW | RCD/MCB combination switch, 40A, 300mA, B-LS-Char, 1N pole, FI-Char: A | 236330 | 97.7576
RCBO (Combined RCD/MCB Devices) - 30 mA - AC Type - 6KA
FRBM6-C6/1N/003 | RCBO Type C 6A Ph+N 30mA | 177797 | 90.7243
FRBM6-C10/1N/003 | RCBO Type C 10A Ph+N 30mA | 177798 | 89.5757
FRBM6-C16/1N/003 | RCBO Type C 16A Ph+N 30mA | 177352 | 89.5757
FRBM6-C20/1N/003 | RCBO Type C 20A Ph+N 30mA | 177353 | 89.5757
FRBM6-C25/1N/003 | RCBO Type C 25A Ph+N 30mA | 177800 | 89.5757
FRBM6-C32/1N/003 | RCBO Type C 32A Ph+N 30mA | 177801 | 92.5032
FRBM6-C40/1N/003 | RCBO Type C 40A Ph+N 30mA | 177802 | 94.3531
RCBO (Combined RCD/MCB Devices) - 300 mA - AC Type - 6KA
FRBM6-C6/1N/03 | RCBO Type C 6A Ph+N 300mA | 177732 | 90.7243
FRBM6-C10/1N/03 | RCBO Type C 10A Ph+N 300mA | 177733 | 88.456
FRBM6-C16/1N/03 | RCBO Type C 16A Ph+N 300mA | 177633 | 88.456
FRBM6-C20/1N/03 | RCBO Type C 20A Ph+N 300mA | 177634 | 88.456
FRBM6-C25/1N/03 | RCBO Type C 25A Ph+N 30mA | 177735 | 88.456
FRBM6-C32/1N/03 | RCBO Type C 32A Ph+N 300mA | 177736 | 91.9024
FRBM6-C40/1N/03 | RCBO Type C 40A Ph+N 300mA | 177737 | 94.3531
RCBO (Combined RCD/MCB Devices) - 10 mA C-Curve, A Type
FRBMM-C2/1N/001 | RCD/MCB combination switch, 2A, 10mA, miniature circuit-br. type C trip characteristic, 1-phase+N, residual current circuit-br. trip characteristic: AC | 170979 | 147.2912
FRBMM-C4/1N/001 | RCD/MCB combination switch, 4A, 10mA, miniature circuit-br. type C trip characteristic, 1-phase+N, residual current circuit-br. trip characteristic: AC | 170980 | 142.1231
FRBMM-C6/1N/001 | RCD/MCB combination switch, 6A, 10mA, miniature circuit-br. type C trip characteristic, 1-phase+N, residual current circuit-br. trip characteristic: AC | 170981 | 134.898
FRBMM-C10/1N/001 | RCD/MCB combination switch, 10A, 10mA, miniature circuit-br. type C trip characteristic, 1-phase+N, residual current circuit-br. trip characteristic: AC | 170982 | 134.898
FRBMM-C13/1N/001 | RCD/MCB combination switch, 13A, 10mA, miniature circuit-br. type C trip characteristic, 1-phase+N, residual current circuit-br. trip characteristic: AC | 170983 | 134.898
FRBMM-C16/1N/001 | RCD/MCB combination switch, 16A, 10mA, miniature circuit-br. type C trip characteristic, 1-phase+N, residual current circuit-br. trip characteristic: AC | 170984 | 134.898
RCBO (Combined RCD/MCB Devices) - 100 mA,Curve C, Type AC
FRBMM-C2/1N/01 | RCD/MCB combination switch, 2A, 100mA, miniature circuit-br. type C trip characteristic, 1-phase+N, residual current circuit-br. trip characteristic: AC | 170672 | 120.3626
FRBMM-C4/1N/01 | RCD/MCB combination switch, 4A, 100mA, miniature circuit-br. type C trip characteristic, 1-phase+N, residual current circuit-br. trip characteristic: AC | 170673 | 117.3026
FRBMM-C6/1N/01 | RCD/MCB combination switch, 6A, 100mA, miniature circuit-br. type C trip characteristic, 1-phase+N, residual current circuit-br. trip characteristic: AC | 170674 | 109.3974
FRBMM-C10/1N/01 | RCD/MCB combination switch, 10A, 100mA, miniature circuit-br. type C trip characteristic, 1-ph+N, residual current circuit-br. trip characteristic: AC | 170675 | 109.3974
FRBMM-C16/1N/01 | RCD/MCB combination switch, 16A, 100mA, miniature circuit-br. type C trip characteristic, 1-ph+N, residual current circuit-br. trip characteristic: AC | 170677 | 109.3974
FRBMM-C20/1N/01 | RCD/MCB combination switch, 20A, 100mA, miniature circuit-br. type C trip characteristic, 1-ph+N, residual current circuit-br. trip characteristic: AC | 170678 | 109.3974
FRBMM-C25/1N/01 | RCD/MCB combination switch, 25A, 100mA, miniature circuit-br. type C trip characteristic, 1-ph+N, residual current circuit-br. trip characteristic: AC | 170679 | 109.412
FRBMM-C32/1N/01 | RCD/MCB combination switch, 32A, 100mA, miniature circuit-br. type C trip characteristic, 1-ph+N, residual current circuit-br. trip characteristic: AC | 170680 | 121.5527
FRBMM-C40/1N/01 | RCD/MCB combination switch, 40A, 100mA, miniature circuit-br. type C trip characteristic, 1-ph+N, residual current circuit-br. trip characteristic: AC | 170681 | 126.2123
RCBO (Combined RCD/MCB Devices) - 100 mA,Curve B, Type AC
FRBMM-B6/1N/01 | RCD/MCB combination switch, 6A, 100mA, miniature circuit-br. type B trip characteristic, 1-phase+N, residual current circuit-br. trip characteristic: AC | 170656 | 127.3756
FRBMM-B10/1N/01 | RCD/MCB combination switch, 10A, 100mA, miniature circuit-br. type B trip characteristic, 1-phase+N, residual current circuit-br. trip characteristic: AC | 170657 | 127.3756
FRBMM-B13/1N/01 | RCD/MCB combination switch, 13A, 100mA, miniature circuit-br. type B trip characteristic, 1-phase+N, residual current circuit-br. trip characteristic: AC | 170658 | 127.3756
FRBMM-B16/1N/01 | RCD/MCB combination switch, 16A, 100mA, miniature circuit-br. type B trip characteristic, 1-phase+N, residual current circuit-br. trip characteristic: AC | 170659 | 127.3756
FRBMM-B20/1N/01 | RCD/MCB combination switch, 20A, 100mA, miniature circuit-br. type B trip characteristic, 1-phase+N, residual current circuit-br. trip characteristic: AC | 170660 | 127.3756
FRBMM-B25/1N/01 | RCD/MCB combination switch, 25A, 100mA, miniature circuit-br. type B trip characteristic, 1-phase+N, residual current circuit-br. trip characteristic: AC | 170661 | 127.3756
FRBMM-B32/1N/01 | RCD/MCB combination switch, 32A, 100mA, miniature circuit-br. type B trip characteristic, 1-phase+N, residual current circuit-br. trip characteristic: AC | 170662 | 127.3756
FRBMM-B40/1N/01 | RCD/MCB combination switch, 40A, 100mA, miniature circuit-br. type B trip characteristic, 1-phase+N, residual current circuit-br. trip characteristic: AC | 170663 | 132.2746
RCBO 1PN for PAN busbar
eRBM-6/1/C/003-ME | Electronic RCBO 6A C 30mA 1+N pole 10kA - 1 Module unit | 153240 | 96.3507
eRBM-10/1/C/003-ME | Electronic RCBO 10A C 30mA 1+N pole 10kA - 1 Module unit | 153242 | 96.3507
eRBM-16/1/C/003-ME | Electronic RCBO 16A C 30mA 1+N pole 10kA - 1 Module unit | 153244 | 96.3507
eRBM-20/1/C/003-ME | Electronic RCBO 20A C 30mA 1+N pole 10kA - 1 Module unit | 153245 | 96.3507
eRBM-25/1/C/003-ME | Electronic RCBO 25A C 30mA 1+N pole 10kA - 1 Module unit | 153246 | 96.3507
eRBM-32/1/C/003-ME | Electronic RCBO 32A C 30mA 1+N pole 10kA - 1 Module unit | 153247 | 96.3507
eRBM-40/1/C/003-ME | Electronic RCBO 40A C 30mA 1+N pole 10kA - 1 Module unit | 153248 | 96.3507
eRBM-45/1/C/003-ME | Electronic RCBO 45A C 30mA 1+N pole 10kA - 1 Module unit | 153249 | 96.3671
RCBO 3PN for PAN busbar
mRBM4-6/3/C/003-PT | RCBO for pan busbar 3PN, 6A, 30mA, Curve C | 149486 | 206.8741
mRBM4-10/3/C/003-PT | RCBO for pan busbar 3PN, 10A, 30mA, Curve C | 149487 | 206.8741
mRBM4-16/3/C/003-PT | RCBO for pan busbar 3PN, 16A, 30mA, Curve C | 149489 | 206.8741
mRBM4-20/3/C/003-PT | RCBO for pan busbar 3PN, 20A, 30mA, Curve C | 149490 | 206.8741
mRBM4-25/3/C/003-PT | RCBO for pan busbar 3PN, 25A, 30mA, Curve C | 149491 | 206.8741
mRBM4-32/3/C/003-PT | RCBO for pan busbar 3PN, 32A, 30mA, Curve C | 149492 | 206.8741
mRBM4-6/3/C/03-PT | RCBO for pan busbar 3PN, 6A, 300mA, Curve C | 149554 | 206.8741
mRBM4-10/3/C/03-PT | RCBO for pan busbar 3PN, 10A, 300mA, Curve C | 149555 | 206.8741
mRBM4-16/3/C/03-PT | RCBO for pan busbar 3PN, 16A, 300mA, Curve C | 149557 | 206.8741
mRBM4-20/3/C/03-PT | RCBO for pan busbar 3PN, 20A, 300mA, Curve C | 149558 | 206.8741
mRBM4-25/3/C/03-PT | RCBO for pan busbar 3PN, 25A, 300mA, Curve C | 149559 | 206.8741
mRBM4-32/3/C/03-PT | RCBO for pan busbar 3PN, 32A, 300mA, Curve C | 149560 | 206.8741
Add-On residual Current Device for mMC MCB's
FBSMV-40/2/003 | Add-On RCD Block for mMC. 40A, 2 p, 30mA, type AC | 170177 | 124.3306
FBSMV-40/2/01 | Add-On RCD Block for mMC. 40A, 2 p, 100mA, type AC | 170179 | 111.6063
FBSMV-40/2/03 | Add-On RCD Block for mMC. 40A, 2 p, 300mA, type AC | 170181 | 108.1602
FBSMV-40/2/05 | Add-On RCD Block for mMC. 40A, 2 p, 500mA, type AC | 170183 | 112.0708
FBSMV-40/2/1 | Add-On RCD Block for mMC. 40A, 2 p, 1000mA, type AC | 170185 | 112.2257
FBSMV-40/4/003 | Add-On RCD Block for mMC. 40A, 4 p, 30mA, type AC | 170197 | 151.5568
FBSMV-40/4/01 | Add-On RCD Block for mMC. 40A, 4 p, 100mA, type AC | 170199 | 141.3702
FBSMV-40/4/03 | Add-On RCD Block for mMC. 40A, 4 p, 300mA, type AC | 170201 | 131.8332
FBSMV-40/4/05 | Add-On RCD Block for mMC. 40A, 4 p, 500mA, type AC | 170203 | 141.8348
FBSMV-40/4/1 | Add-On RCD Block for mMC. 40A, 4 p, 1000mA, type AC | 170205 | 144.7596
FBSMV-40/2/003-A | Add-On RCD Block for mMC. 40A, 2 p, 30mA, type A | 170207 | 167.1428
FBSMV-40/2/01-A | Add-On RCD Block for mMC. 40A, 2 p, 100mA, type A | 170209 | 146.8241
FBSMV-40/2/03-A | Add-On RCD Block for mMC. 40A, 2 p, 300mA, type A | 170211 | 121.757
FBSMV-40/2/1-A | Add-On RCD Block for mMC. 40A, 2 p, 1000mA, type A | 170215 | 123.4775
FBSMV-40/4/003-A | Add-On RCD Block for mMC. 40A, 4 p, 30mA, type A | 170227 | 181.3538
FBSMV-40/4/01-A | Add-On RCD Block for mMC. 40A, 4 p, 100mA, type A | 170229 | 175.3494
FBSMV-40/4/03-A | Add-On RCD Block for mMC. 40A, 4 p, 300mA, type A | 170231 | 151.5554
FBSMV-40/4/1-A | Add-On RCD Block for mMC. 40A, 4 p, 1000mA, type A | 170235 | 151.8823
FBSMV-63/2/003 | Add-On RCD Block for mMC. 63A, 2 p, 30mA, type AC | 170178 | 142.151
FBSMV-63/2/01 | Add-On RCD Block for mMC. 63A, 2 p, 100mA, type AC | 170180 | 121.9291
FBSMV-63/2/03 | Add-On RCD Block for mMC. 63A, 2 p, 300mA, type AC | 170182 | 116.493
FBSMV-63/2/05 | Add-On RCD Block for mMC. 63A, 2 p, 500mA, type AC | 170184 | 123.4087
FBSMV-63/2/1 | Add-On RCD Block for mMC. 63A, 2 p, 1000mA, type AC | 170186 | 123.9936
FBSMV-63/4/003 | Add-On RCD Block for mMC. 63A, 4 p, 30mA, type AC | 170198 | 177.7041
FBSMV-63/4/01 | Add-On RCD Block for mMC. 63A, 4 p, 100mA, type AC | 170200 | 176.6226
FBSMV-63/4/03 | Add-On RCD Block for mMC. 63A, 4 p, 300mA, type AC | 170202 | 143.801
FBSMV-63/4/05 | Add-On RCD Block for mMC. 63A, 4 p, 500mA, type AC | 170204 | 172.0806
FBSMV-63/4/1 | Add-On RCD Block for mMC. 63A, 4 p, 1000mA, type AC | 170206 | 172.5107
FBSMV-63/2/003-A | Add-On RCD Block for mMC. 63A, 2 p, 30mA, type A | 170208 | 160.261
FBSMV-63/2/01-A | Add-On RCD Block for mMC. 63A, 2 p, 100mA, type A | 170210 | 154.2738
FBSMV-63/2/03-A | Add-On RCD Block for mMC. 63A, 2 p, 300mA, type A | 170212 | 134.1788
FBSMV-63/2/1-A | Add-On RCD Block for mMC. 63A, 2 p, 1000mA, type A | 170216 | 134.4713
FBSMV-63/4/003-A | Add-On RCD Block for mMC. 63A, 4 p, 30mA, type A | 170228 | 224.8126
FBSMV-63/4/01-A | Add-On RCD Block for mMC. 63A, 4 p, 100mA, type A | 170230 | 234.4989
FBSMV-63/4/03-A | Add-On RCD Block for mMC. 63A, 4 p, 300mA, type A | 170232 | 197.3886
FBSMV-63/4/1-A | Add-On RCD Block for mMC. 63A, 4 p, 1000mA, type A | 170236 | 197.6982
Add-On residual Current Device for mMCT MCB's
FBHMV-80/2/003 | Add-on RCD unit for mMCT 80A 2P 30mA AC type | 170266 | 302.8625
FBHMV-80/2/003-A | Add-on RCD unit for mMCT 80A 2P 30mA A type | 170257 | 348.2918
FBHMV-80/2/03 | Add-on RCD unit for mMCT 80A 2P 300mA AC type | 170243 | 260.0945
FBHMV-80/2/03-A | Add-on RCD unit for mMCT 80A 2P 300mA A type | 170259 | 299.1087
FBHMV-80/2/05 | Add-on RCD unit for mMCT 80A 2P 500mA AC type | 170245 | 333.1487
FBHMV-80/2/05-A | Add-on RCD unit for mMCT 80A 2P 500mA A type | 170261 | 383.121
FBHMV-80/2/1 | Add-on RCD unit for mMCT 80A 2P 1000mA AC type | 170247 | 366.4636
FBHMV-80/2/1-A | Add-on RCD unit for mMCT 80A 2P 1000mA A type | 170263 | 421.4331
FBHMV-125/2/003 | Add-on RCD unit for mMCT 125A 2P 30mA AC type | 170242 | 323.04
FBHMV-125/2/003-A | Add-on RCD unit for mMCT 125A 2P 30mA A type | 170258 | 371.496
FBHMV-125/2/03 | Add-on RCD unit for mMCT 125A 2P 300mA AC type | 170244 | 280.1378
FBHMV-125/2/03-A | Add-on RCD unit for mMCT 125A 2P 300mA A type | 170260 | 322.1585
FBHMV-125/2/05 | Add-on RCD unit for mMCT 125A 2P 500mA AC type | 170246 | 355.344
FBHMV-125/2/05-A | Add-on RCD unit for mMCT 125A 2P 500mA A type | 170262 | 408.6456
FBHMV-125/2/1 | Add-on RCD unit for mMCT 125A 2P 1000mA AC type | 170248 | 390.8784
FBHMV-125/2/1-A | Add-on RCD unit for mMCT 125A 2P 1000mA A type | 170264 | 449.5102
FBHMV-80/4/003 | Add-on RCD unit for mMCT 80A 4P 30mA AC type | 170249 | 443.8364
FBHMV-80/4/003-A | Add-on RCD unit for mMCT 80A 4P 30mA A type | 170265 | 510.4119
FBHMV-80/4/03 | Add-on RCD unit for mMCT 80A 4P 300mA AC type | 170251 | 403.9509
FBHMV-80/4/03-A | Add-on RCD unit for mMCT 80A 4P 300mA A type | 170131 | 464.5435
FBHMV-80/4/05 | Add-on RCD unit for mMCT 80A 4P 500mA AC type | 170253 | 488.2201
FBHMV-80/4/05-A | Add-on RCD unit for mMCT 80A 4P 500mA A type | 170133 | 561.4531
FBHMV-80/4/1 | Add-on RCD unit for mMCT 80A 4P 1000mA AC type | 170255 | 537.0421
FBHMV-80/4/1-A | Add-on RCD unit for mMCT 80A 4P 1000mA A type | 170135 | 617.5984
FBHMV-125/4/003 | Add-on RCD unit for mMCT 125A 4P 30mA AC type | 170250 | 550.8237
FBHMV-125/4/003-A | Add-on RCD unit for mMCT 125A 4P 30mA A type | 170130 | 633.4473
FBHMV-125/4/03 | Add-on RCD unit for mMCT 125A 4P 300mA AC type | 170252 | 511.5414
FBHMV-125/4/03-A | Add-on RCD unit for mMCT 125A 4P 300mA A type | 170132 | 588.2727
FBHMV-125/4/05 | Add-on RCD unit for mMCT 125A 4P 500mA AC type | 170254 | 605.9061
FBHMV-125/4/05-A | Add-on RCD unit for mMCT 125A 4P 500mA A type | 170134 | 696.792
FBHMV-125/4/1 | Add-on RCD unit for mMCT 125A 4P 1000mA AC type | 170256 | 666.4967
FBHMV-125/4/1-A | Add-on RCD unit for mMCT 125A 4P 1000mA A type | 170136 | 766.4712
MCB , RCCB, RCBO accessories
Z-HK | Aux. Switch 1NO+1NC for mRCM (Left mounting-device screwed) | 248432 | 20.1921
Z-AHK | Aux. Switch 1NO+1NC for mRCM,mRBM,mMC,PLN (Left mounting-device screwed) | 248433 | 20.3365
Z-NHK | Aux. Switch/tripswitch 2CO for mRCM,mRBM,mMC,PLN (right mounting-device screwed) | 248434 | 29.4799
ZP-IHK | Aux. Switch 1NO+1NC for mRBM,mMC,PLN (Left mounting-snapped on) | 286052 | 11.6499
ZP-WHK | Aux. Switch 2CO for mRBM,mMC,PLN (Left mounting-snapped on) | 286053 | 11.3806
ZP-NHK | Aux. Switch/tripswitch 2CO for mRCM,mRBM,mMC,PLN (right mounting-snapped on) | 248437 | 18.3077
Z-LHK | Aux. Switch 1NO+1NC for mMCT (Left mounting-device screwed) | 248440 | 30.0251
ZP-ASA/230 | shunt trip 110-415V for mMC,mRBM,PLN (Left mounting-snapped on) | 248439 | 28.9306
Z-USA/230 | under Voltage release 230V for mMC,mRBM,PLN (Left mounting-snapped on) | 248289 | 88.9084
Z-USD/230 | under Voltage release 230V, 0.4sec. delayed for mMC,mRBM,PLN (Left mounting-snapped on) | 248291 | 100.4981
Z-LHASA/230 | shunt trip 110-415V for mMCT (Left mounting-snapped on) | 248442 | 88.652
Z-FW-LP | Automatic restarting of MCB 230VAC | 248296 | 668.8105
Z-FW-MO | Remote Control Module of Z-FW-LP | 284730 | 228.5124
Surge arrester Class T2
SPCT2-280/1 | Type-C Plug-in surge arresters, 1pole , 280VAC, 20 kA | 167593 | 59.6265
SPCT2-280-1+NPE | Type-C Plug-in surge arresters, 1pole+N, 280VAC, 20 kA (TNS-TT) | 167619 | 169.9306
SPCT2-280/2 | Type-C Plug-in surge arresters, 2pole, 280VAC, 20 kA | 167594 | 116.27
SPCT2-280/4 | Type-C Plug-in surge arresters, 4pole, 280VAC, 20 kA (TNS) | 167596 | 221.5972
SPCT2-460/4 | Type-C Plug-in surge arresters, 4-pole 460VAC 4x20kA (TT) | 167611 | 279.9782
SPCT2-280-3+NPE | Plug-in surge arresters, 3pole+N, 280VAC, 20 kA | 167620 | 268.7989
SPCT2-280 | Surge Protection Device Insert 1-pole 280VAC 20kA | 167592 | 53.6606
SPCT2-460 | Surge Protection Device Insert 1-pole 460VAC 20kA | 167607 | 57.6324
SPCT2-NPE60 | Surge arrester plug-in unit, 280VAC, 30 kA | 167617 | 101.8578
SPBT12-280-3+NPE | Lightning current and surge arresters kit, TN-S/TT kit, 3+1p | 158332 | 525.3216
SP-B+C/3+1 | Surge arrestor B+C for TT/TN-S systems (3x35KA+100KA) | 267510 | 1406.3103
ASAUXSC-SPM | Auxiliary Switch for SPCT2/SP-B+C | 131785 | 23.0092
SPHT12-275/3+NPE-AX | Surge arrestor B+C for TT/TN-S/IT systems 100KA (10/350) | EP-502635 | 1391.9611
SPHT12-350/3-AX | Surge arrestor B+C for TNC systems 100KA (10/350) | EP-502636 | 1391.9611
SPHT12-350 | SPHT12 L SPD insert | EP-502637 | 296.206
SPHT12-350/NPE | SPHT12 L SPD N/PE insert | EP-502638 | 305.32
Fuse Disconnector Switch
Z-SH/1 | Fuse switch disconnector 1P 10,3X38 | 263876 | 9.2085
Z-SH/1N | Fuse switch disconnector 1P+N | 263877 | 15.6509
Z-SH/2 | Fuse switch disconnector 2P 10,3X38 | 263878 | 21.4346
Z-SH/3 | Fuse switch disconnector 3P 10,3X38 | 263879 | 29.6625
Z-SH/3N | Fuse switch disconnector 3P+N 10,3X38 | 263880 | 35.3377
Z-SHL/1 | Fuse switch disconnector 1P 10,3X38 with visual indicator | 263883 | 14.5371
Z-SHL/3N | Fuse switch disconnector 3P+N 10,3X38 with visual indicator | 263887 | 49.7821
VLCE14-1P | Fuse switch-disconnector, 50A, 1p, 22x51 size | 192373 | 13.2628
VLCE14-1P+N | Fuse switch-disconnector, 50A, 1p, 22x51 size | 192375 | 29.8904
VLCE14-2P | Fuse switch-disconnector, 50A, 2p, 22x51 size | 192376 | 27.493
VLCE14-3P | Fuse switch-disconnector, 50A, 3p, 22x51 size | 192377 | 42.6484
VLCE14-3P+N | Fuse switch-disconnector, 50A, 1p, 22x51 size | 192379 | 58.6171
VLCE22-1P | Fuse switch-disconnector, 100A, 3p, 22x51 size | 192380 | 29.61
VLCE22-1P+N | Fuse switch-disconnector, 100A, 1p, 22x51 size | 192381 | 66.7486
VLCE22-2P | Fuse switch-disconnector, 100A, 2p, 22x51 size | 192382 | 60.1172
VLCE22-3P | Fuse switch-disconnector, 100A, 3p, 22x51 size | 192370 | 92.3909
VLCE22-3P+N | Fuse switch-disconnector, 100A, 3p+N, 22x51 size | 192372 | 133.9458
VLCE14-1P/L | Fuse switch-disconnector, 50A, 1p, 22x51 size | 192374 | 26.5256
VLCE14-3P/L | Fuse switch-disconnector, 50A, 3p, 22x51 size | 192378 | 80.446
VLCE22-3P/L | Fuse switch-disconnector, 100A, 3p, 22x51 size | 192371 | 112.2851
C10G1 | Fuse inserts 1A 10x38 Cylindrical | C10G1 | 2.2572
C10G2 | Fuse inserts 2A 10x38 Cylindrical | C10G2 | 1.5098
C10G4 | Fuse inserts 4A 10x38 Cylindrical | C10G4 | 1.5048
C10G6 | Fuse inserts 6A 10x38 Cylindrical | C10G6 | 1.5048
C10G20 | Fuse inserts 20A 10x38 Cylindrical | C10G20 | 1.6756
C10G25 | Fuse inserts 25A 10x38 Cylindrical | C10G25 | 2.0819
C10G32 | Fuse inserts 32A 10x38 Cylindrical | C10G32 | 1.8788
C22G40 | Fuse inserts 40A 22x58 Cylindrical | C22G40 | 7.7232
C22G50 | Fuse inserts 50A 22x58 Cylindrical | C22G50 | 7.7217
C22G63 | Fuse inserts 63A 22x58 Cylindrical | C22G63 | 6.6028
C22G80 | Fuse inserts 80A 22x58 Cylindrical | C22G80 | 6.4448
C22G100 | Fuse inserts 100A 22x58 Cylindrical | C22G100 | 6.3233
Busbar block 63 A 16 mm2, 56 mod. (PIN TYPE)
Z-SV-16/1P-1TE/F | 1-phase busbar block 63A crosswise grey 16mm2 | 269523 | 38.0443
Z-SV-16/1N-1TE/F | 1-Neutral busbar block 63A crosswise blue 16mm2 | 269524 | 39.4556
Z-SV-16/2P-2TE | Phase busbar, 2-phases, 16qmm, pin, 1m | 264923 | 106.7067
Z-SV-16/3P-3TE | 3-phases busbar block 63A (L1,L2,L3) 16mm2 | 264925 | 136.4537
Z-SV-16/3P+N-4TE | 3-phases + Neutral busbar block 63A (L1,L2,L3,N) 16mm2 | 264928 | 176.5548
Z-SV-16/3P+3N-3TE | 3-phases + Neutral busbar block 63A (L1N,L2N,L3N) 16mm2 | 264915 | 183.4671
Z-GV-16/1P+N-2TE/16 | Phase busbar, 2P, 16qmm, fork connector 80A | 271075 | 24.7216
Z-GV-16/3P+3N-6TE | Phase busbar, 4P, 16qmm, fork connector 80A | 263142 | 156.0749
Z-V-AK/2+3P | 2p or 3p busbar end-cap | 264930 | 1.108
Z-V-AK/4P | 4p busbar end-cap | 264931 | 1.2663
Z-EK/25 | busbar Extension Terminal 6 - 25 mm2, long-straight | 264935 | 4.0529
Z-EK/25/K | busbar Extension Terminal 6 - 25 mm2, short-straight | 269525 | 10.4559
Z-EK/25/QL | busbar Extension Terminal 6 - 25 mm2, long-Crosswise | 264937 | 3.0672
Z-EK/25/Q | busbar Extension Terminal 6 - 25 mm2, short-Crosswise | 264936 | 5.6884
ZV-BS-G | Busbar Tag Shrouds | 104903 | 2.8322
Fork Type
Z-GV-10/1P-1TE | Busbar, isolated, 63A, 1p, 1Mod | 270339 | 25.2868
Z-GV-16/1P+N-2TE | Busbar, isolated, 80A, 2p | 271063 | 55.7058
Z-GV-10/3P-3TE | Busbar, isolated, 63A, 3p, 3Mod | 271060 | 58.9941
Z-GV-16/3P+N-4TE | Busbar, isolated, 80A, 4p, 4Mod | 271066 | 138.8685
ZV-BS-G | Busbar tag shroud | 104903 | 2.8322
Plug in Busbar System
ZV-L1/N-100 | Clipse Extension terminal, L1/N, 50A | 263943 | 1.2203
ZV-L2/L3-100 | Clipse Extension terminal, L2/L3, 50A | 263946 | 1.8478
ZV-N-05TE-100 | Clipse Extension terminal, N, 0, 5 SU, 50A /80A | 263949 | 1.2203
ZV-L1/N-80A-100 | Clipse Extension terminal, L1/N, 80A | 263952 | 1.6735
ZV-L2/L3-80A-100 | Clipse Extension terminal, L2/L3, 80A | 263955 | 2.6148
ZV-SS | Busbar, 1m, 50A | 263956 | 22.2435
ZV-SS-80A | Busbar, 1m, 80A | 263957 | 55.9574
ZV-ADP | Cover Shroud section, 1m, for 50 or 80A | 263958 | 14.8174
ZV-AEK | End cap for busbar shroud | 263959 | 0.52297
Z-D80 | Feeder terminal, 100A, 50/60Hz, 1HP | 248269 | 11.9068
Busbar block 80 A 16 mm2, 56 mod.
BB-EVP-16/1P-2MU | 1-phase busbar block 80A 16mm2 (27mm-space) | 168857 | 66.9665
BB-EVP-16/N-2MU | 1-Neutral busbar block 80A 16mm2(27mm-space) | 168859 | 68.5106
BB-EVP-16/3P-2MU | 3-phases busbar block 80A (L1,L2,L3) 16mm2 (27mm-space) | 168871 | 126.27
Installation (Modular) Contactor 230 VAC
Z-SCH230/1/25-20 | Modular contactor 2NO 25A | 120853 | 51.2844
Z-SCH230/25-40 | Modular contactor 230V AC 4NO 25A | 248847 | 49.0564
Z-SCH230/25-22 | Modular contactor 230V AC 2NO+2NC 25A | 248849 | 45.402
Z-SCH230/25-31 | Modular contactor 3NO+1NC 25A | 248846 | 49.0499
Z-SCH230/40-20 | Modular contactor 230V AC 2NO 40A | 248855 | 107.7628
Z-SCH230/40-40 | Modular contactor 230V AC 4NO 40A | 248852 | 117.9062
Z-SCH230/40-22 | Modular contactor 230V AC 2NO+2NC 40A | 248853 | 95.4889
Z-SCH230/40-31 | Modular contactor 3NO+1NC 40A | 248854 | 153.0665
Z-SCH230/63-20 | Modular contactor 2NO 63A | 248859 | 125.811
Z-SCH230/63-40 | Modular contactor 230V AC 4NO 63A | 248856 | 132.846
Z-SCH230/63-22 | Modular contactor 2NO+2NC 63A | 248857 | 138.025
Z-SCH230/63-31 | Modular contactor 3NO+1NC 63A | 248858 | 194.2377
Z-SC | Auxiliary Switch for Z-SCH contactor 1NO+1NC | 248862 | 40.5647
Z-DST | Spacer 0.5 module (needed for side by side Z-sch installation) | 248949 | 5.0905
Installation (Modular) Contactor , with built int Auto-0-Manual switch
Z-TN230/SS | Modular contactor with A-0-Man bypass, 230VAC/50Hz, 2N/O, 20A | 265574 | 46.1292
Z-TN230/3S | Modular contactor with A-0-Man bypass, 230VAC/50Hz, 3N/O, 20A | 265576 | 85.4036
Z-TN230/4S | Modular contactor with A-0-Man bypass, 230VAC/50Hz, 4N/O, 20A | 265579 | 93.4312
Z-TN24/1S1O | Modular contactor with A-0-Man bypass, 24VAC/50Hz, 1N/O+1N/C, 20A | 267979 | 50.8651
Z-TN24/3S | Modular contactor with A-0-Man bypass, 24VAC/50Hz, 3N/O, 20A | 267977 | 82.6618
Z-TN24/4S | Modular contactor with A-0-Man bypass, 24VAC/50Hz, 4N/O, 20A | 267978 | 90.9342
Z-TN24/SS | Modular contactor with A-0-Man bypass, 24VAC/50Hz, 2N/O, 20A | 267976 | 50.6627
Impulse Relay 16A
Z-S230/S | Impulse relay 230V AC 1NO 16A | 265262 | 42.7606
Z-S230/SS | Impulse relay 230V AC 2NO 16A | 265271 | 55.9835
Z-S230/4S | Impulse relay 230 VAC 4NO 16A | 270335 | 110.0383
Z-S230/SO | Impulse relay 230V AC 1NO+1NC 16A | 265283 | 50.6035
Z-S48/SS | Impulse relay 48VAC/24VDC 2NO 16A | 265536 | 45.1097
Z-S24/SS | Impulse relay 24VAC/12VDC 2no 16A | 265537 | 45.9339
Modular Control Switches
Z-S/WM | Changeover switch 1 C/O I-O-II | 248345 | 24.806
Z-S/2WM | Changeover switch 2 C/O, I–O–II | 248346 | 38.8946
Z-S/WTN | Changeover switch 2 C/O, DAY – O – NIGHT | 248347 | 32.1888
Z-DSA1-01 | 0-1 modular control switch Rotary type 1NO | 248868 | 58.8321
Z-DSU1-102 | 1-0-2 modular control switch Rotary type 1CO | 248869 | 64.2257
Z-DSA2-01 | 0-1 modular control switch Rotary type 2NO | 248872 | 150.8333
Z-DSU2-102 | 1-0-2 modular control switch Rotary type 2CO | 248875 | 115.7026
Push Button 16A
Z-PU/S | Push button 16A 1NO | 276291 | 21.0428
Z-PU/SO | Push-button 16A 1NO+1NC | 276293 | 28.7517
Z-PU/OO | Push button DIN rail 16A 2NC | 276294 | 32.4279
Z-PUL230/SO | Push-button with LED 1NO+1NC | 276298 | 67.8401
Z-PUL230/SS | Push-button with LED 2NO 230 VAC/DC | 276297 | 63.6706
Z-T/4S-G | Push button 16A 4NO | 248328 | 59.0676
Z-T/3S1O | Push button 16A 3NO+1NC | 248330 | 59.6126
Timing Relyas
TLK | Timing relay, stairwell time switch, impulse relay (6 Fct No.) | 101066 | 77.4157
TLE | Staircase switch 0.5-15 min, 16A, 250VAC | 101064 | 73.039
TSQD1NO | Analog Timer quartz 1NO 24h | 167388 | 88.3989
TSSD1NO | Analogue Time Switch Synchron. Day 1 x NO 230V 50hz | 167389 | 82.9224
TSQW1CO | Analogue Time Switch Quartz Week 1 X CO 230V 50hz | 167392 | 211.7236
TSDW1CO-1 | Digital Timeswitch 1CO week | 167379 | 214.0525
TSDW1COA-1 | Astronomical Timer digital 1CO | 167381 | 301.2126
Signalling Devices
ASBUZZ230 | Buzzer 230V AC | 167395 | 56.2855
ASBELL230 | Bell 230V AC | 167393 | 49.6998
Modular Signal Lamps
Z-EL/R230 | Modular Signal lamp red 230VAC | 284921 | 21.3465
Z-EL/G230 | Modular Signal lamp Green 230VAC | 284922 | 21.3465
Z-EL/OR230 | Modular Signal lamp Orange 230VAC | 275865 | 21.3465
Z-EL/BL230 | Modular Signal lamp Blue 230VAC | 103131 | 21.3465
Z-EL/WH230 | Modular Signal lamp white 230VAC | 107494 | 21.3465
Z-DLD/2/230 | Modular double Signal lamp Red/Green 230VAC | 284925 | 29.211
Z-DLD/WH230 | Modular double Signal lamp white/white 230VAC | 108898 | 29.211
Twighlight-light sensor (photo cell_
SRSD1NO | Distribution board-light intensity switch, surface mounting light sensor 2-100LUX 1NO | 167375 | 194.5878
Time Lagging Relays
ZRER/W | Time Lag Relay, double function | 110405 | 95.8438
ZRMF1/W | Time Lag Relay, double function | 110406 | 129.7714
ZRMF2/WW | Time Lag Relay, multi function | 110408 | 148.476
Miscellaneous MDRCs
Z-SD230 | Schuko socket | 266875 | 19.1838
TR-G2/24 | Transformator 230V, 12/24V, 2/1A, 3HP | 272484 | 144.868
TR-G2/63-SF | Transformer, 230V, 12-24V, 5.2-2.6A | 272485 | 171.0783
ASOHC230 | Op. hours counter 230V | 167424 | 95.3202
ASPC230 | Pulse counter 230V 50Hz | 167425 | 149.9149

## PL-METERING
Reference | Description | OrderNumber | UP
Power Meters
EMC3P-D2C1 | DIN rail power analyser (U,V,I,KW,KVA,KVAR,KWH,PF) with Modbus Rs485, 3 PHASE | EMC3P-D2C1 | 429.6486
APM300-B9 | 96×96，Current 5A, Power input: 85～265Vac/dc, Communication 1X RS485port, 4DI/2DO, With Power quality | APM300-B9 | 368.488
EAT-D135-100-C | DIN rail power analyser (U,V,I,KW,KVA,KVAR,KWH,PF) with Modbus Rs485, SINGLE PHASE | EAT-D135-100-C | 211.4986
EAT-DIFET4851 | Modbus Ethernet Bidirectional Gateway | EAT-DIFET4851 | 1039.1019
Advanced Power analysers
EAT-F500 | Power Quality Analyser with integrated Modbus | EAT-F500 | 727.0265
EAT-F550 | Power Quality Analyser with integrated Modbus colored screen | EAT-F550 | 764.7241
EAT-A5ACDI | Dual AC Input Module For RI-F500 and RI-F550 | EAT-A5ACDI | 154.9888
EAT-A5DCDI | Quad DC Input Module For RI-F500 and RI-F550 | EAT-A5DCDI | 223.8727
EAT-A5R05A | Dual Relay Output Module For RI-F500 and RI-F550 | EAT-A5R05A | 154.9888
EAT-A5DCAI | Dual analogue input module for RI-F500 and RI-F550 | EAT-A5DCAI | 223.8727
EAT-A5PT100 | Dual Pt100 Input module for RI-F500 and RI-F550 | EAT-A5PT100 | 223.8727
EAT-A5DCAO | Dual analogue output module for RI-F500 and RI-F550 | EAT-A5DCAO | 223.8727
EAT-A5ETNT | Modbus Ethernet module for RI-F500 and RI-F550 | EAT-A5ETNT | 309.9776
EAT-A5PROF | DB9 Profibus module for RI-F500 and RI-F550 | EAT-A5PROF | 774.9441
EAT-A5WIFI | Modbus WIFI module for RI-F500 and RI-F550 | EAT-A5WIFI | 533.8504
EAT-A5GPRS | Modbus GPRS module for RI-F500 and RI-F550 | EAT-A5GPRS | 464.9665
EAT-A5MBUS | Mbus module for RI-F500 and RI-F550 | EAT-A5MBUS | 309.9776
EAT-A5IPBAC | BacNet TCP/IP module for RI-F500 and RI-F550 | EAT-A5IPBAC | 309.9776
EAT-A5RSBAC | BacNet RS485 module for RI-F500 and RI-F550 | EAT-A5RSBAC | 223.8727
KWH metering system
EAT-D20-P | Single Phase kWh Meter - Single Pulse Output | EAT-D20-P | 79.8228
EAT-D20-C | Single Phase kWh Meter - Modbus RTU | EAT-D20-C | 144.0643
EAT-D75-C | 3 Phase kwh meter direct connected 100A Pulse and Mudbus RTU | EAT-D75-C | 704.9954
MID KWH metering system
EME3P125MID | Energy meters, 3 N, 125A, MID Certified, Double Tarrif | 167416 | 688.3922
EME3P80MID | Energy meters, 3 N, 80A, MID Certified, Double Tarrif | 167414 | 516.2942
EME3PCT | Energy meters, 3 N, 5A, MID Certified, Double Tarrif | 167417 | 516.2942
EMECMBUS | Communication module,MBUS, for EME energy meters | 167420 | 206.5177
EMECMODB | Communication module,MODBUS for EME energy meters | 167421 | 206.5177
Current Transformer
HF3A 50/5A | Measuring transformer, 50/5A 3 K., 1.5VA | Y7-135291 | 59.5418
HF3A 60/5A | Measuring transformer, 60/5A 3 K., 1.5VA | Y7-135293 | 41.2653
HF3A 80/5A | Measuring transformer, 80/5A 3 K., 2VA | Y7-135338 | 37.613
HF3A 100/5A | Measuring transformer, 100/5A 1 K., 1.5VA | Y7-135294 | 48.4999
HF3B 150/5A | Measuring transformer, 150/5A 1 K., 3VA | Y7-135287 | 43.1635
HF3B 200/5A | Measuring transformer, 200/5A 1 K., 3VA | Y7-135297 | 48.7079
HF3B 250/5A | Measuring transformer, 250/5A 0.5 K., 2VA | Y7-135298 | 43.0147
HF3B 300/5A | Measuring transformer, 300/5A 0.5 K., 2VA | Y7-135299 | 43.8094
HF4B 400/5A | Measuring transformer, 400/5A 0.5 K., 3VA | Y7-135390 | 50.9103
HF4B 500/5A | Measuring transformer, 500/5A 0.5 K., 10VA | Y7-135391 | 90.2554
HF4B 600/5A | Measuring transformer, 600/5A 0.5 K., 10VA | Y7-135392 | 92.4397
HF5 800/5A | Measuring transformer, 800/5A 0.5 K., 10VA | Y7-135417 | 93.0887
HF5 1000/5A | Measuring transformer, 1000/5A 0.5 K., 10VA | Y7-135418 | 171.7893
Large Current Transformer
HF5-1000/5A | Current transf. f. busbar / 1000/5 max busbar 60 x 12 mm | 135418 | 150.9762
HF5-1250/5A | Current transf. f. busbar / 1250/5 max busbar 60 x 12 mm | 135429 | 161.5094
HF5-1600/5A | Current transf. f. busbar / 1600/5 max busbar 60 x 12 mm | 135431 | 154.4872
HF7A-1600/5A | Current transf. f. busbar / 1600/5 max busbar 2 x (80 x 10 mm) or 3 x (50 x 10)mm | 135475 | 238.6533
HF7A-2000/5A | Current transf. f. busbar / 2000/5 max busbar 2 x (80 x 10 mm) or 3 x (50 x 10)mm | 135476 | 256.2105
HF7A-2500/5A | Current transf. f. busbar / 2500/5 max busbar 2 x (80 x 10 mm) or 3 x (50 x 10)mm | 135477 | 256.2105
HF8A-2000/5A | Current transf. f. busbar / 2000/5 max busbar 2 x (120 x 10 mm) or 3 x (100 x 10)mm | 135503 | 428.351
HF8A-2500/5A | Current transf. f. busbar / 2500/5 max busbar 2 x (120 x 10 mm) or 3 x (100 x 10)mm | 135504 | 428.351
HF8A-3000/5A | Current transf. f. busbar / 3000/5 max busbar 2 x (120 x 10 mm) or 3 x (100 x 10)mm | 135505 | 449.4174
HF8A-4000/5A | Current transf. f. busbar / 4000/5 max busbar 2 x (120 x 10 mm) or 3 x (100 x 10)mm | 135506 | 502.0835
HF8A-5000/5A | Current transf. f. busbar / 5000/5 max busbar 2 x (120 x 10 mm) or 3 x (100 x 10)mm | 135507 | 565.2829
HF6-1600/5A | Current transf. f. busbar / 1600/5 max busbar 3 x (100 x 10) mm | 135447 | 519.6389
HF6-2000/5A | Current transf. f. busbar / 2000/5 max busbar 3 x (100 x 10) mm | 135448 | 519.6389
HF6-2500/5A | Current transf. f. busbar / 2500/5 max busbar 3 x (100 x 10) mm | 135449 | 519.6389
HF6-3000/5A | Current transf. f. busbar / 3000/5 max busbar 3 x (100 x 10) mm | 135450 | 600.1611
741F0220 | CLAMP-F.-HF6-AND-HF8A | 135465 | 35.8717

## PL-MCCB
Reference | Description | OrderNumber | UP
MCCB 1P Fixed Thermal Protection
BZME1-1-A20 | MCCB 20A 1P 18kA Terminal Cable lug, Fixed | 166251 | 89.6204
BZME1-1-A25 | MCCB 25A 1P 18kA Terminal Cable lug, Fixed | 166252 | 89.6204
BZME1-1-A32 | MCCB 32A 1P 18kA Terminal Cable lug, Fixed | 166253 | 89.6204
BZME1-1-A40 | MCCB 40A 1P 18kA Terminal Cable lug, Fixed | 166254 | 89.6204
BZME1-1-A50 | MCCB 50A 1P 18kA Terminal Cable lug, Fixed | 166255 | 89.6204
BZME1-1-A63 | MCCB 63A 1P 18kA Terminal Cable lug, Fixed | 166256 | 89.6204
BZME1-1-A80 | MCCB 80A 1P 18kA Terminal Cable lug, Fixed | 166257 | 109.1954
BZME1-1-A100 | MCCB 100A 1P 18kA Terminal Cable lug, Fixed | 166258 | 109.1954
BZME1-1-A16-BT | MCCB 16A 1P 18kA Box Terminal, Fixed | 166259 | 85.2112
BZME1-1-A20-BT | MCCB 20A 1P 18kA Box Terminal, Fixed | 166260 | 78.976
BZME1-1-A25-BT | MCCB 25A 1P 18kA Box Terminal, Fixed | 166261 | 78.976
BZME1-1-A32-BT | MCCB 32A 1P 18kA Box Terminal, Fixed | 166262 | 78.976
BZME1-1-A40-BT | MCCB 40A 1P 18kA Box Terminal, Fixed | 166263 | 78.976
BZME1-1-A50-BT | MCCB 50A 1P 18kA Box Terminal, Fixed | 166264 | 78.976
BZME1-1-A63-BT | MCCB 63A 1P 18kA Box Terminal, Fixed | 166265 | 78.976
BZME1-1-A80-BT | MCCB 80A 1P 18kA Box Terminal, Fixed | 166266 | 95.7366
BZME1-1-A100-BT | MCCB 100A 1P 18kA Box Terminal, Fixed | 166267 | 95.7366
MCCB 3P Fixed Thermal Protection 15KA
BZMD1-A16 | MCCB 16A 3P 15kA Terminal CL | 109706 | 129.0047
BZMD1-A20 | MCCB 20A 3P 15kA Terminal CL | 109709 | 108.6745
BZMD1-A25 | MCCB 25A 3P 15kA Terminal CL | 109712 | 108.6745
BZMD1-A32 | MCCB 32A 3P 15kA Terminal CL | 109715 | 108.6745
BZMD1-A40 | MCCB 40A 3P 15kA Terminal CL | 109718 | 108.6745
BZMD1-A50 | MCCB 50A 3P 15kA Terminal CL | 109721 | 108.6745
BZMD1-A63 | MCCB 63A 3P 15kA Terminal CL | 109724 | 109.8955
BZMD1-A80 | MCCB 80A 3P 15kA Terminal CL | 109727 | 109.8955
BZMD1-A100 | MCCB 100A 3P15kA Terminal CL | 109730 | 109.8955
MCCB 3P Fixed Thermal Protection 25KA
BZMB1-A16 | MCCB 16A 3P 25kA Terminal Cable lug, Fixed | 109708 | 131.3804
BZMB1-A20 | MCCB 20A 3P 25kA Terminal Cable lug, Fixed | 109711 | 130.8782
BZMB1-A25 | MCCB 25A 3P 25kA Terminal Cable lug, Fixed | 109714 | 130.8782
BZMB1-A32 | MCCB 32A 3P 25kA Terminal Cable lug, Fixed | 109717 | 130.8782
BZMB1-A40 | MCCB 40A 3P 25kA Terminal Cable lug, Fixed | 109720 | 130.8782
BZMB1-A50 | MCCB 50A 3P 25kA Terminal Cable lug, Fixed | 109723 | 130.8782
BZMB1-A63 | MCCB 63A 3P 25kA Terminal Cable lug, Fixed | 109726 | 130.8782
BZMB1-A80 | MCCB 80A 3P 25kA Terminal Cable lug, Fixed | 109729 | 135.7234
BZMB1-A100 | MCCB 100A 3P25kA Terminal Cable lug, Fixed | 109732 | 135.7234
BZMB2-A125 | MCCB 125A 3P25kA Terminal Cable lug, Fixed | 119732 | 220.2619
BZMB2-A160 | MCCB 160A 3P25kA Terminal Cable lug, Fixed | 116970 | 225.406
BZMB2-A200 | MCCB 200A 3P25kA Terminal Cable lug, Fixed | 116971 | 237.2525
BZMB2-A250 | MCCB 250A 3P25kA Terminal Cable lug, Fixed | 116972 | 245.1859
BZMB3-A250 | MCCB 250A 3P 25kA Terminal Cable lug, Fixed | 158104 | 471.6364
BZMB3-A320 | MCCB 320A 3P 25kA Terminal Cable lug, Fixed | 158105 | 485.7855
BZMB3-A350 | MCCB 350A 3P 25kA Terminal Cable lug, Fixed | 158106 | 487.062
BZMB3-A400 | MCCB 400A 3P 25kA Terminal Cable lug, Fixed | 158107 | 497.1257
BZMB1-A16-BT | MCCB 16A 3P 25kA Box Terminal, Fixed | 109735 | 131.3804
BZMB1-A20-BT | MCCB 20A 3P 25kA Box Terminal, Fixed | 109738 | 131.3804
BZMB1-A25-BT | MCCB 25A 3P 25kA Box Terminal, Fixed | 109741 | 131.3804
BZMB1-A32-BT | MCCB 32A 3P 25kA Box Terminal, Fixed | 109744 | 131.3804
BZMB1-A40-BT | MCCB 40A 3P 25kA Box Terminal, Fixed | 109747 | 131.3804
BZMB1-A50-BT | MCCB 50A 3P 25kA Box Terminal, Fixed | 109750 | 131.3804
BZMB1-A63-BT | MCCB 63A 3P 25kA Box Terminal, Fixed | 109753 | 131.3804
BZMB1-A80-BT | MCCB 80A 3P 25kA Box Terminal, Fixed | 109756 | 135.5469
BZMB1-A100-BT | MCCB 100A 3P 25kA Box Terminal, Fixed | 109759 | 135.5469
MCCB 3P Fixed Thermal Protection 36KA
BZMC1-A32 | MCCB 32A 3P 36kA Terminal Cable lug, Fixed | 131251 | 140.1223
BZMC1-A40 | MCCB 40A 3P 36kA Terminal Cable lug, Fixed | 131252 | 140.1223
BZMC1-A50 | MCCB 50A 3P 36kA Terminal Cable lug, Fixed | 131253 | 140.1223
BZMC1-A63 | MCCB 63A 3P 36kA Terminal Cable lug, Fixed | 131254 | 140.1223
BZMC1-A80 | MCCB 80A 3P 36kA Terminal Cable lug, Fixed | 131255 | 140.1223
BZMC1-A100 | MCCB 100A 3P36kA Terminal Cable lug, Fixed | 131256 | 140.1223
BZMC2-A125 | MCCB 125A 3P36kA Terminal Cable lug, Fixed | 121800 | 258.3903
BZMC2-A160 | MCCB 160A 3P36kA Terminal Cable lug, Fixed | 121801 | 267.1417
BZMC2-A200 | MCCB 200A 3P36kA Terminal Cable lug, Fixed | 121802 | 304.0443
BZMC2-A250 | MCCB 250A 3P36kA Terminal Cable lug, Fixed | 121803 | 312.8572
BZMC3-A250 | MCCB 250A 3P 36kA Terminal Cable lug, Fixed | 158108 | 520.1872
BZMC3-A320 | MCCB 320A 3P 36kA Terminal Cable lug, Fixed | 158109 | 534.0638
BZMC3-A350 | MCCB 350A 3P 36kA Terminal Cable lug, Fixed | 158270 | 525.281
BZMC3-A400 | MCCB 400A 3P 36kA Terminal Cable lug, Fixed | 158271 | 555.4264
BZMC1-A32-BT | MCCB 32A 3P36kA Box Terminal, Fixed | 131259 | 136.247
BZMC1-A40-BT | MCCB 40A 3P36kA Box Terminal, Fixed | 131260 | 136.247
BZMC1-A50-BT | MCCB 50A 3P36kA Box Terminal, Fixed | 131261 | 136.247
BZMC1-A63-BT | MCCB 63A 3P36kA Box Terminal, Fixed | 131262 | 136.247
BZMC1-A80-BT | MCCB 80A 3P36kA Box Terminal, Fixed | 131263 | 136.247
BZMC1-A100-BT | MCCB 100A 3P36kA Box Terminal, Fixed | 131264 | 136.247
MCCB 3P Fixed Thermal Protection 50KA
BZMN3-A250 | MCCB 250A 3P 50kA Terminal Cable lug, Fixed | 158272 | 648.5001
BZMN3-A320 | MCCB 320A 3P 50kA Terminal Cable lug, Fixed | 158273 | 648.5001
BZMN3-A350 | MCCB 350A 3P 50kA Terminal Cable lug, Fixed | 158274 | 648.5001
BZMN3-A400 | MCCB 400A 3P 50kA Terminal Cable lug, Fixed | 158275 | 648.5001
MCCB 4P Fixed Thermal Protection 25KA
BZMB1-4-A16 | MCCB 16A 4P 25kA Terminal Cable lug, Fixed | 112504 | 223.3852
BZMB1-4-A20 | MCCB 20A 4P 25kA Terminal Cable lug, Fixed | 112508 | 223.3852
BZMB1-4-A25 | MCCB 25A 4P 25kA Terminal Cable lug, Fixed | 112512 | 223.3852
BZMB1-4-A32 | MCCB 32A 4P 25kA Terminal Cable lug, Fixed | 112516 | 223.3852
BZMB1-4-A40 | MCCB 40A 4P 25kA Terminal Cable lug, Fixed | 112520 | 223.3852
BZMB1-4-A50 | MCCB 50A 4P 25kA Terminal Cable lug, Fixed | 112524 | 223.3852
BZMB1-4-A63 | MCCB 63A 4P 25kA Terminal Cable lug, Fixed | 112528 | 223.3852
BZMB1-4-A80 | MCCB 80A 4P 25kA Terminal Cable lug, Fixed | 112532 | 223.3852
BZMB1-4-A100 | MCCB 100A 4P 25kA Terminal Cable lug, Fixed | 112536 | 223.3852
BZMB1-4-A16-BT | MCCB 16A 4P 25kA Box Terminal, Fixed | 112544 | 223.3852
BZMB1-4-A20-BT | MCCB 20A 4P 25kA Box Terminal, Fixed | 112548 | 223.3852
BZMB1-4-A25-BT | MCCB 25A 4P 25kA Box Terminal, Fixed | 112552 | 223.3852
BZMB1-4-A32-BT | MCCB 32A 4P 25kA Box Terminal, Fixed | 112556 | 223.3852
BZMB1-4-A40-BT | MCCB 40A 4P 25kA Box Terminal, Fixed | 112560 | 223.3852
BZMB1-4-A50-BT | MCCB 50A 4P 25kA Box Terminal, Fixed | 112564 | 223.3852
BZMB1-4-A63-BT | MCCB 63A 4P 25kA Box Terminal, Fixed | 112568 | 223.3852
BZMB1-4-A80-BT | MCCB 80A 4P 25kA Box Terminal, Fixed | 112572 | 223.3852
BZMB1-4-A100-BT | MCCB 100A 4P 25kA Box Terminal, Fixed | 112576 | 223.3852
Accessories for BZM Fixed MCCB Range
BZM1-XTVD | Door Rot Han w/o Shaft BZM1 | 112485 | 117.3305
BZM1-XDV | Rot Handle w/o Ext Shft BZM1 | 113168 | 49.2252
BZM1-XV4 | Ext Axle/Shaft L 400mm BZM1&2 | 112486 | 19.6948
BZM1-3-XA230-240VAC | Sht Trip Rels 230240VAC BZM1 & 2(3 & 4pole) | 158056 | 97.1679
BZM1-3-XA400-440VAC | Sht Trip Rels 400415VAC BZM1 & 2(3 & 4pole) | 158057 | 97.1679
BZM1-3-XA24VDC | Sht Trip Rels 24VDC BZM1 & 2(3 & 4pole) | 158058 | 94.3562
BZM1-3-XU230-240VAC | UV Release 230240VAC BZM1 & 2(3 & 4pole) | 158053 | 128.5094
BZM1-3-XU400-440VAC | UV Release 400415VAC BZM1 & 2(3 & 4pole) | 158054 | 128.5094
BZM1-3-XU24VDC | UV Release 24VDC BZM1 & 2(3 & 4pole) | 158055 | 124.8513
M22-K10 | Make contact 1 NO for BZM | 216376 | 4.3689
M22-K01 | Break contact 1 NC for BZM | 216378 | 4.7354
BZM1-XC35 | Dinrail Adapter 3P/4PBZM1 | 112488 | 62.1668
BZM1-XKAV | Toggle lock for BZM1 MCCB | 152899 | 53.6489
BZM2-XKAV | Toggle interlock Device | 131669 | 34.2129
MCCB Standard Range LZM adjustable TM,160AF,3P, 25KA
LZMB1-A20-I | MCCB 3P 20A 25kA | 111848 | 208.5883
LZMB1-A25-I | MCCB 3P 25A 25kA | 111849 | 208.5883
LZMB1-A32-I | MCCB 3P 32A 25kA | 111850 | 208.5883
LZMB1-A40-I | MCCB 3P 40A 25kA | 111851 | 208.5883
LZMB1-A50-I | MCCB 3P 50A 25kA | 111852 | 208.5883
LZMB1-A63-I | MCCB 3P 63A 25kA | 111853 | 208.5883
LZMB1-A80-I | MCCB 3P 80A 25kA | 111854 | 208.5883
LZMB1-A100-I | MCCB 3P 100A 25kA | 111855 | 230.6517
LZMB1-A125-I | MCCB 3P 125A 25kA | 111856 | 331.0969
LZMB1-A160-I | MCCB 3P 160A 25kA | 111857 | 404.8658
MCCB Standard Range LZM adjustable TM,160AF,3P, 36KA
LZMC1-A20-I | MCCB 3P 20A 36kA | 111888 | 211.7734
LZMC1-A25-I | MCCB 3P 25A 36kA | 111889 | 211.7734
LZMC1-A32-I | MCCB 3P 32A 36kA | 111890 | 211.7734
LZMC1-A40-I | MCCB 3P 40A 36kA | 111891 | 211.7734
LZMC1-A50-I | MCCB 3P 50A 36kA | 111892 | 211.7734
LZMC1-A63-I | MCCB 3P 63A 36kA | 111893 | 211.7734
LZMC1-A80-I | MCCB 3P 80A 36kA | 111894 | 230.4242
LZMC1-A100-I | MCCB 3P 100A 36kA | 111895 | 230.4242
LZMC1-A125-I | MCCB 3P 125A 36kA | 111896 | 313.731
LZMC1-A160-I | MCCB 3P 160A 36kA | 111897 | 416.9152
MCCB Standard Range LZM adjustable TM,250AF,3P, 25KA
LZMB2-A160-I | MCCB 3P 160A 25kA FRAME2 | 111922 | 504.651
LZMB2-A200-I | MCCB 3P 200A 25kA FRAME2 | 111923 | 596.9157
LZMB2-A250-I | MCCB 3P 250A 25kA FRAME2 | 111924 | 596.9157
LZMB2-A300-I | MCCB 3P 300A 25kA FRAME2 | 111925 | 916.906
MCCB Standard Range LZM adjustable TM,250AF,3P, 36KA
LZMC2-A160-I | MCCB 3P 160A 36kA FRAME2 | 111938 | 562.3223
LZMC2-A200-I | Circuit-breaker 3p systems/cable prot. | 111939 | 648.7578
LZMC2-A250-I | Circuit-breaker 3p systems/cable prot. | 111940 | 648.7578
LZMC2-A300-I | Circuit-breaker 3p systems/cable prot. | 111941 | 815.1279
MCCB Standard Range LZM adjustable TM/Electronic,630AF,3P, 36KA
LZMC3-A500-I | MCCB 3P 500A 36kA FRAME3 | 111956 | 1201.2428
LZMC3-A400-I | MCCB 3P 400A 36kA FRAME3 | 111955 | 962.7335
LZMC3-A320-I | MCCB 3P 320A 36kA FRAME3 | 111954 | 962.7335
LZMC3-AE630-I | MCCB 3P 630A 36kA FRAME3 LI EL | 111957 | 1359.347
MCCB Standard Range LZM adjustable TM/Electronic,630AF,3P, 50KA
LZMN3-A320-I | MCCB 3P 320A 50kA FRAME3 | 111966 | 1020.3449
LZMN3-A400-I | MCCB 3P 400A 50kA FRAME3 | 111967 | 978.6981
LZMN3-A500-I | MCCB 3P 500A 50kA FRAME3 | 111968 | 1296.8757
LZMN3-AE630-I | MCCB 3P 630A 50kA FRAME3 LI EL | 111969 | 1423.7635
MCCB Standard Range LZM adjustable Electronic,1600AF,3P, 50KA
LZMN4-AE800-I | MCCB 3P 800A 50kA FRAME4 LI EL | 111978 | 2420.5
LZMN4-AE1000-I | MCCB 3P 1000A 50kA FRAME4 LI EL | 111979 | 3244.5
LZMN4-AE1250-I | MCCB 3P 1250A 50kA FRAME4 LI EL | 111980 | 3605
LZMN4-AE1600-I | MCCB 3P 1600A 50kA FRAME4 LI EL | 111981 | 3914
MCCB Standard Range LZM adjustable TM,160AF,4P, 25KA
LZMB1-4-A100-I | MCCB 4P 100A 25kA | 111875 | 377.125
LZMB1-4-A125-I | MCCB 4P 125A 25kA | 111876 | 501.2291
LZMB1-4-A160-I | MCCB 4P 160A 25kA | 111877 | 590.6339
LZMB1-4-A20-I | MCCB 4P 20A 25kA | 111868 | 361.3543
LZMB1-4-A25-I | MCCB 4P 25A 25kA | 111869 | 361.3543
LZMB1-4-A32-I | MCCB 4P 32A 25kA | 111870 | 361.3543
LZMB1-4-A40-I | MCCB 4P 40A 25kA | 111871 | 361.3543
LZMB1-4-A50-I | MCCB 4P 50A 25kA | 111872 | 361.3543
LZMB1-4-A63-I | MCCB 4P 63A 25kA | 111873 | 361.3543
LZMB1-4-A80-I | MCCB 4P 80A 25kA | 111874 | 377.125
MCCB Standard Range LZM adjustable TM,160AF,4P, 36KA
LZMC1-4-A100-I | MCCB 4P 100A 36kA | 111915 | 462.0008
LZMC1-4-A125-I | MCCB 4P 125A 36kA | 111916 | 490.8094
LZMC1-4-A160-I | MCCB 4P 160A 36kA | 111917 | 546.4391
LZMC1-4-A20-I | MCCB 4P 20A 36kA | 111908 | 366.0714
LZMC1-4-A25-I | MCCB 4P 25A 36kA | 111909 | 366.0714
LZMC1-4-A32-I | MCCB 4P 32A 36kA | 111910 | 366.0872
LZMC1-4-A40-I | MCCB 4P 40A 36kA | 111911 | 366.0714
LZMC1-4-A50-I | MCCB 4P 50A 36kA | 111912 | 366.0714
LZMC1-4-A63-I | MCCB 4P 63A 36kA | 111913 | 366.0872
LZMC1-4-A80-I | MCCB 4P 80A 36kA | 111914 | 366.0872
MCCB Standard Range LZM adjustable TM,50KA
LZMB2-4-A160-I | MCCB 4P 160A 25kA FRAME2 | 116431 | 850.1547
LZMB2-4-A200-I | MCCB 4P 200A 25kA FRAME2 | 116432 | 892.9045
LZMB2-4-A250-I | MCCB 4P 250A 25kA FRAME2 | 116433 | 892.8997
LZMB2-4-A300-I | MCCB 4P 300A 25kA FRAME2 | 116434 | 1039.3515
MCCB Standard Range LZM adjustable TM,50KA
LZMC2-4-A160-I | MCCB 4P 160A 36kA FRAME2 | 116435 | 843.2465
LZMC2-4-A200-I | MCCB 4P 200A 36kA FRAME2 | 116436 | 917.078
LZMC2-4-A250-I | MCCB 4P 250A 36kA FRAME2 | 116437 | 917.078
LZMC2-4-A300-I | MCCB 4P 300A 36kA FRAME2 | 116438 | 1003.5881
MCCB Standard Range LZM adjustable TM,50KA
LZMC3-4-A320-I | MCCB 4P 320A 36kA FRAME3 | 116439 | 1161.8799
LZMC3-4-A400-I | MCCB 4P 400A 36kA FRAME3 | 116470 | 1161.8587
LZMC3-4-A500-I | MCCB 4P 500A 36kA FRAME3 | 116471 | 1438.6328
LZMC3-4-AE630-I | MCCB 4P 630A 36kA FRAME3 LI EL | 116472 | 1924.1714
MCCB Standard Range LZM adjustable TM,50KA
LZMN3-4-A320-I | MCCB 4P 320A 50kA FRAME3 | 116473 | 1334.4318
LZMN3-4-A400-I | MCCB 4P 400A 50kA FRAME3 | 116474 | 1277.0369
LZMN3-4-A500-I | MCCB 4P 500A 50kA FRAME3 | 116475 | 1645.1329
LZMN3-4-AE630-I | MCCB 4P 630A 50kA FRAME3 LI EL | 116476 | 2110.5999
MCCB Standard Range LZM adjustable Electronic,50KA
LZMN4-4-AE800-I | MCCB 4P 800A 50kA FRAME4 LI EL | 116477 | 3078.6574
LZMN4-4-AE1000-I | MCCB 4P 1000A 50kA FRAME4 LI EL | 116478 | 3762.0924
LZMN4-4-AE1250-I | MCCB 4P 1250A 50kA FRAME4 LI EL | 116479 | 4326.4062
LZMN4-4-AE1600-I | MCCB 4P 1600A 50kA FRAME4 LI EL | 116480 | 4759.0469
MCCB Standard Range LZM adjustable TM,50KA
NZMB1-1-AF16 | MCCB 16A 1P 25K | 152560 | 95.8176
NZMB1-1-AF20 | MCCB 20A 1P 25K | 152531 | 95.8176
NZMB1-1-AF25 | MCCB 25A 1P 25K | 152532 | 95.8176
NZMB1-1-AF32 | MCCB 32A 1P 25K | 152533 | 98.781
NZMB1-1-AF40 | MCCB 40A 1P 25K | 152534 | 95.8176
NZMB1-1-AF50 | MCCB 50A 1P 25K | 152535 | 95.8176
NZMB1-1-AF63 | MCCB 63A 1P 25K | 152536 | 95.8176
NZMB1-1-AF80 | MCCB 80A 1P 25K | 152537 | 105.6328
NZMB1-1-AF100 | MCCB 100A 1P 25K | 152538 | 105.6328
NZMB1-1-AF125 | MCCB 125A 1P 25K | 152539 | 105.6328
MCCB advanced Range NZM 3P Adjustable Thermal Protection NZM 25KA, TM
NZMB1-A20 | MCCB 20A 3P LI TM 25KA, Adjustable | 280987 | 208.5883
NZMB1-A25 | MCCB 25A 3P LI TM 25KA, Adjustable | 280988 | 208.5883
NZMB1-A32 | MCCB 32A 3P LI TM 25KA, Adjustable | 280989 | 208.5883
NZMB1-A40 | MCCB 40A 3P LI TM 25KA, Adjustable | 259075 | 208.5883
NZMB1-A50 | MCCB 50A 3P LI TM 25KA, Adjustable | 259076 | 208.5883
NZMB1-A63 | MCCB 63A 3P LI TM 25KA, Adjustable | 259077 | 208.5883
NZMB1-A80 | MCCB 80A 3P LI TM 25KA, Adjustable | 259078 | 208.5883
NZMB1-A100 | MCCB 100A 3P LI TM 25KA, Adjustable | 259079 | 230.6517
NZMB1-A125 | MCCB 125A 3P LI TM 25KA, Adjustable | 259080 | 331.0969
NZMB2-A125 | MCCB 125A 3P LI TM 25KA, Adjustable | 259087 | 544.2367
NZMB1-A160 | MCCB 160A 3P LI TM 25KA, Adjustable | 281230 | 404.8658
NZMB2-A160 | MCCB 160A 3P LI TM 25KA, Adjustable | 259088 | 504.651
NZMB2-A200 | MCCB 200A 3P LI TM 25KA, Adjustable | 259089 | 596.9157
NZMB2-A250 | MCCB 250A 3P LI TM 25KA, Adjustable | 259090 | 596.9157
NZMB2-A300 | MCCB 300A 3P LI TM 25KA, Adjustable | 107518 | 916.906
NZMB2-A160-BT | MCCB 160A 3P 25KA Box Terminal, Adjustable | 110215 | 802.4776
NZMB2-A200-BT | MCCB 200A 3P 25KA Box Terminal, Adjustable | 110216 | 819.2936
NZMB2-A250-BT | MCCB 250A 3P 25KA Box Terminal, Adjustable | 110217 | 819.2936
NZMB2-A300-BT | MCCB 300A 3P 25KA Box Terminal, Adjustable | 110214 | 928.0014
MCCB 3P Adjustable Thermal Protection 36KA, TM
NZMC1-A20 | MCCB 20A 3P LI TM 36KA, Adjustable | 283293 | 211.7734
NZMC1-A25 | MCCB 25A 3P LI TM 36KA, Adjustable | 283294 | 211.7734
NZMC1-A32 | MCCB 32A 3P LI TM 36KA, Adjustable | 283295 | 211.7734
NZMC1-A40 | MCCB 40A 3P LI TM 36KA, Adjustable | 271392 | 211.7734
NZMC1-A50 | MCCB 50A 3P LI TM 36KA, Adjustable | 271393 | 211.7734
NZMC1-A63 | MCCB 63A 3P LI TM 36KA, Adjustable | 271394 | 211.7734
NZMC1-A80 | MCCB 80A 3P LI TM 36KA, Adjustable | 271395 | 230.4242
NZMC1-A100 | MCCB 100A 3P LI TM 36KA, Adjustable | 271396 | 230.4242
NZMC1-A125 | MCCB 125A 3P LI TM 36KA, Adjustable | 271397 | 313.731
NZMC1-A160 | MCCB 160A 3P LI TM 36KA, Adjustable | 283296 | 416.9152
NZMC2-A125 | MCCB 125A 3P LI TM 36KA, Adjustable | 271420 | 562.3223
NZMC2-A160 | MCCB 160A 3P LI TM 36KA, Adjustable | 271421 | 562.3223
NZMC2-A200 | MCCB 200A 3P LI TM 36KA, Adjustable | 271422 | 648.7578
NZMC2-A250 | MCCB 250A 3P LI TM 36KA, Adjustable | 271423 | 648.7578
NZMC3-A250 | MCCB 250A 3P LI TM 36KA, Adjustable | 109664 | 1595.0455
NZMC2-A300 | MCCB 300A 3P LI TM 36KA, Adjustable | 107519 | 815.1279
NZMC3-A320 | MCCB 320A 3P LI TM 36KA, Adjustable | 109665 | 962.7335
NZMC3-A400 | MCCB 400A 3P LI TM 36KA, Adjustable | 109666 | 962.7335
NZMC3-A500 | MCCB 500A 3P LI TM 36KA, Adjustable | 109667 | 1201.2428
NZMC2-A160-BT | MCCB 160A 3P LI TM 36KA, Adjustable, Box Terminal | 110219 | 864.2054
NZMC2-A200-BT | MCCB 200A 3P LI TM 36KA, Adjustable, Box Terminal | 110280 | 882.3101
NZMC2-A250-BT | MCCB 250A 3P LI TM 36KA, Adjustable, Box Terminal | 110281 | 882.3101
NZMC2-A300-BT | MCCB 300A 3P LI TM 36KA, Adjustable, Box Terminal | 110218 | 999.3861
NZMC3-A320-BT | MCCB 320A 3P LI TM 36KA, Adjustable, Box Terminal | 110299 | 1582.6027
NZMC3-A400-BT | MCCB 400A 3P LI TM 36KA, Adjustable, Box Terminal | 110300 | 1582.6027
NZMC3-A500-BT | MCCB 500A 3P LI TM 36KA, Adjustable, Box Terminal | 110301 | 1605.162
MCCB 3P Adjustable Thermal Protection 50KA, TM
NZMN1-A20 | MCCB 20A 3P LI TM 50KA, Adjustable | 281231 | 321.2197
NZMN1-A25 | MCCB 25A 3P LI TM 50KA, Adjustable | 281232 | 321.2197
NZMN1-A32 | MCCB 32A 3P LI TM 50KA, Adjustable | 281233 | 321.2197
NZMN1-A40 | MCCB 40A 3P LI TM 50KA, Adjustable | 259081 | 321.2197
NZMN1-A50 | MCCB 50A 3P LI TM 50KA, Adjustable | 259082 | 321.2197
NZMN1-A63 | MCCB 63A 3P LI TM 50KA, Adjustable | 259083 | 321.2197
NZMN1-A80 | MCCB 80A 3P LI TM 50KA, Adjustable | 259084 | 336.3813
NZMN1-A100 | MCCB 100A 3P LI TM 50KA, Adjustable | 259085 | 336.3813
NZMN1-A125 | MCCB 125A 3P LI TM 50KA, Adjustable | 259086 | 436.8588
NZMN2-A125 | MCCB 125A 3P LI TM 50KA, Adjustable | 259091 | 746.2885
NZMN1-A160 | MCCB 160A 3P LI TM 50KA, Adjustable | 281234 | 492.5368
NZMN2-A160 | MCCB 160A 3P LI TM 50KA, Adjustable | 259092 | 668.5311
NZMN2-A200 | MCCB 200A 3P LI TM 50KA, Adjustable | 259093 | 697.0257
NZMN2-A250 | MCCB 250A 3P LI TM 50KA, Adjustable | 259094 | 697.0257
NZMN3-A250 | MCCB 250A 3P LI TM 50KA, Adjustable | 109668 | 1909.3349
NZMN2-A300 | MCCB 300A 3P LI TM 50KA, Adjustable | 107580 | 852.9358
NZMN3-A320 | MCCB 320A 3P LI TM 50KA, Adjustable | 109669 | 1020.3449
NZMN3-A400 | MCCB 400A 3P LI TM 50KA, Adjustable | 109670 | 978.6981
NZMN3-A500 | MCCB 500A 3P LI TM 50KA, Adjustable | 109671 | 1296.8757
MCCB 3P Adjustable Thermal Protection 50KA, Electronic
NZMN2-VE100 | MCCB 100A 3P LSI EL 50KA, Adjustable | 259122 | 692.2488
NZMN2-VE160 | MCCB 160A 3P LSI EL 50KA, Adjustable | 259123 | 730.4968
NZMN2-VE250 | MCCB 250A 3P LSI EL 50KA, Adjustable | 259124 | 872.4032
NZMN3-AE250 | MCCB 250A 3P LSI EL 50KA, Adjustable | 259113 | 1618.0499
NZMN3-VE400 | MCCB 400A 3P LSI EL 50KA, Adjustable | 259132 | 2034.9783
NZMN3-VE630 | MCCB 630A 3P LSI EL 50KA, Adjustable | 259133 | 2081.3299
NZMN4-VE630 | MCCB 630A 3P LSI EL 50KA, Adjustable | 265768 | 2552.7829
NZMN4-VE800 | MCCB 800A 3P LSI EL 50KA, Adjustable | 265769 | 2451.0653
NZMN4-VE1000 | MCCB 1000A 3P LSI EL 50KA, Adjustable | 265770 | 3211.8979
NZMN4-VE1250 | MCCB 1250A 3P LSI EL 50KA, Adjustable | 265771 | 3567.2568
NZMN4-VE1600 | MCCB 1600A 3P LSI EL 50KA, Adjustable | 265772 | 4208.4348
MCCB 3P Adjustable Thermal Protection 85KA, Electronic
NZMH4-AE630 | MCCB 630A 3P LI EL 85KA, Adjustable | 265763 | 2535.6703
NZMH4-AE800 | MCCB 800A 3P LI EL 85KA, Adjustable | 265764 | 2503.8888
NZMH4-AE1000 | MCCB 1000A 3P LI EL 85KA, Adjustable | 265765 | 3485.55
NZMH4-AE1250 | MCCB 1250A 3P LI EL 85KA, Adjustable | 265766 | 3955.3514
NZMH4-AE1600 | MCCB 1600A 3P LI EL 85KA, Adjustable | 265767 | 5810.7609
MCCB 3P Adjustable Thermal Protection 150KA, TM
NZMH3-A250 | MCCB 250A 3P TM 150KA, Adjustable | 109672 | 2434.201
NZMH3-A320 | MCCB 320A 3P TM 150KA, Adjustable | 109673 | 1319.8634
NZMH3-A400 | MCCB 400A 3P TM 150KA, Adjustable | 109674 | 1319.8634
NZMH3-A500 | MCCB 500A 3P TM 150KA, Adjustable | 109675 | 1562.8076
MCCB 3P Adjustable Thermal Protection 150KA, Electronic
NZMH3-AE250 | MCCB 250A 3P LI EL 150KA, Adjustable | 259116 | 1657.1334
NZMH3-AE400 | MCCB 400A 3P LI EL 150KA, Adjustable | 259117 | 1965.0241
NZMH3-AE630 | MCCB 630A 3P LI El 150KA, Adjustable | 259118 | 1823.4217
MCCB 3P PXR25 50KA, Electronic with screen and Class 1 Metering
NZMN2-PX100 | NZM2 PXR25 circuit breaker - Screen, Meter class 1, 100A, 3p, screw connection | 192239 | #VALUE!
NZMN2-PX100-TZ | NZM2 PXR25 circuit breaker - Screen, Meter class 1, 100A, 3p, screw connection, LSIG and ZSI | 192143 | 2016.9033
NZMN2-PX160 | NZM2 PXR25 circuit breaker - Screen, Meter class 1, 160A, 3p, screw connection | 192240 | 1625.8022
NZMN2-PX160-TZ | NZM2 PXR25 circuit breaker - Screen, Meter class 1, 160A, 3p, screw connection, LSIG and ZSI | 192144 | 2273.8064
NZMN2-PX250 | NZM2 PXR25 circuit breaker - Screen, Meter class 1, 250A, 3p, screw connection | 192241 | 1917.215
NZMN2-PX250-TZ | NZM2 PXR25 circuit breaker - Screen, Meter class 1, 250A, 3p, screw connection, LSIG and ZSI | 192145 | 2684.098
MCCB 3P PXR25 50KA, Electronic with screen and Class 1 Metering
NZMN3-PX250 | NZM3 PXR25 circuit breaker - Screen, Meter class 1, 250A, 3p, screw connection | 192354 | 2396.5112
NZMN3-PX250-TAZ | NZM3 PXR25 circuit breaker - Screen, Meter class 1, 250A, 3p, screw connection, LSIG, ARMS and ZSI | 192255 | 3635.0383
NZMN3-PX400 | NZM3 PXR25 circuit breaker - Screen, Meter class 1, 400A, 3p, screw connection | 192355 | 2634.2538
NZMN3-PX400-TAZ | NZM3 PXR25 circuit breaker - Screen, Meter class 1, 400A, 3p, screw connection, LSIG, ARMS and ZSI | 192256 | 3995.4708
NZMN3-PX630 | NZM3 PXR25 circuit breaker - Screen, Meter class 1, 630A, 3p, screw connection | 192356 | 3151.901
NZMN3-PX630-TAZ | NZM3 PXR25 circuit breaker - Screen, Meter class 1, 630A, 3p, screw connection, LSIG, ARMS and ZSI | 192257 | 4781.5292
MCCB 3P PXR25 70KA, Electronic with screen and Class 1 Metering
NZMS2-PX100 | NZM2 PXR25 circuit breaker - Screen, Meter class 1, 100A, 3p, screw connection | 192246 | 1487.7629
NZMS2-PX100-TZ | NZM2 PXR25 circuit breaker - Screen, Meter class 1, 100A, 3p, screw connection, LSIG and ZSI | 192150 | 2082.0969
NZMS2-PX160 | NZM2 PXR25 circuit breaker - Screen, Meter class 1, 160A, 3p, screw connection | 192247 | 1679.4724
NZMS2-PX160-TZ | NZM2 PXR25 circuit breaker - Screen, Meter class 1, 160A, 3p, screw connection, LSIG and ZSI | 192151 | 2350.5082
NZMS2-PX250 | NZM2 PXR25 circuit breaker - Screen, Meter class 1, 250A, 3p, screw connection | 192248 | 1986.2346
NZMS2-PX250-TZ | NZM2 PXR25 circuit breaker - Screen, Meter class 1, 250A, 3p, screw connection, LSIG and ZSI | 192152 | 2779.9602
MCCB 3P PXR25 70KA, Electronic with screen and Class 1 Metering
NZMS3-PX250 | NZM3 PXR25 circuit breaker - Screen, Meter class 1, 250A, 3p, screw connection | 192357 | 2496.2146
NZMS3-PX250-TAZ | NZM3 PXR25 circuit breaker - Screen, Meter class 1, 250A, 3p, screw connection, LSIG, ARMS and ZSI | 192258 | 3784.5708
NZMS3-PX400 | NZM3 PXR25 circuit breaker - Screen, Meter class 1, 400A, 3p, screw connection | 192358 | 2733.9422
NZMS3-PX400-TAZ | NZM3 PXR25 circuit breaker - Screen, Meter class 1, 400A, 3p, screw connection, LSIG, ARMS and ZSI | 192259 | 4145.0183
NZMS3-PX630 | NZM3 PXR25 circuit breaker - Screen, Meter class 1, 630A, 3p, screw connection | 192359 | 3274.5908
NZMS3-PX630-TAZ | NZM3 PXR25 circuit breaker - Screen, Meter class 1, 630A, 3p, screw connection, LSIG, ARMS and ZSI | 192260 | 4965.5715
MCCB 3P PXR25 150KA, Electronic with screen and Class 1 Metering
NZMH2-PX100 | NZM2 PXR25 circuit breaker - Screen, Meter class 1, 100A, 3p, screw connection | 192041 | 1579.7841
NZMH2-PX100-TZ | NZM2 PXR25 circuit breaker - Screen, Meter class 1, 100A, 3p, screw connection, LSIG and ZSI | 192157 | 2212.4689
NZMH2-PX160 | NZM2 PXR25 circuit breaker - Screen, Meter class 1, 160A, 3p, screw connection | 192042 | 1786.8429
NZMH2-PX160-TZ | NZM2 PXR25 circuit breaker - Screen, Meter class 1, 160A, 3p, screw connection, LSIG and ZSI | 192158 | 2503.8818
NZMH2-PX250 | NZM2 PXR25 circuit breaker - Screen, Meter class 1, 250A, 3p, screw connection | 192043 | 2124.2739
NZMH2-PX250-TZ | NZM2 PXR25 circuit breaker - Screen, Meter class 1, 250A, 3p, screw connection, LSIG and ZSI | 192159 | 2975.5108
MCCB 3P PXR25 150KA, Electronic with screen and Class 1 Metering
NZMH3-PX250 | NZM3 PXR25 circuit breaker - Screen, Meter class 1, 250A, 3p, screw connection | 192360 | 2657.2554
NZMH3-PX250-TAZ | NZM3 PXR25 circuit breaker - Screen, Meter class 1, 250A, 3p, screw connection, LSIG, ARMS and ZSI | 192261 | 4022.3134
NZMH3-PX400 | NZM3 PXR25 circuit breaker - Screen, Meter class 1, 400A, 3p, screw connection | 192361 | 2933.3338
NZMH3-PX400-TAZ | NZM3 PXR25 circuit breaker - Screen, Meter class 1, 400A, 3p, screw connection, LSIG, ARMS and ZSI | 192262 | 4440.2572
NZMH3-PX630 | NZM3 PXR25 circuit breaker - Screen, Meter class 1, 630A, 3p, screw connection | 192362 | 3527.6678
NZMH3-PX630-TAZ | NZM3 PXR25 circuit breaker - Screen, Meter class 1, 630A, 3p, screw connection, LSIG, ARMS and ZSI | 192263 | 5345.1794
MCCB 4P Adjustable Thermal Protection 25KA, TM
NZMB1-4-A20 | MCCB 20A 4P LI TM 25KA, Adjustable | 281237 | 375.3875
NZMB1-4-A25 | MCCB 25A 4P LI TM 25KA, Adjustable | 281239 | 375.3875
NZMB1-4-A32 | MCCB 32A 4P LI TM 25KA, Adjustable | 281241 | 375.3875
NZMB1-4-A40 | MCCB 40A 4P LI TM 25KA, Adjustable | 265799 | 375.3875
NZMB1-4-A50 | MCCB 50A 4P LI TM 25KA, Adjustable | 265801 | 375.3875
NZMB1-4-A63 | MCCB 63A 4P LI TM 25KA, Adjustable | 265803 | 375.3875
NZMB1-4-A80 | MCCB 80A 4P LI TM 25KA, Adjustable | 265805 | 391.7707
NZMB1-4-A100 | MCCB 100A 4P LI TM 25KA, Adjustable | 265807 | 391.7707
NZMB1-4-A125 | MCCB 125A 4P LI TM 25KA, Adjustable | 265809 | 520.6943
NZMB2-4-A125 | MCCB 125A 4P LI TM 25KA, Adjustable | 265847 | 828.474
NZMB1-4-A160 | MCCB 160A 4P LI TM 25KA, Adjustable | 281243 | 613.5711
NZMB2-4-A160 | MCCB 160A 4P LI TM 25KA, Adjustable | 265849 | 883.1705
NZMB2-4-A200 | MCCB 200A 4P LI TM 25KA, Adjustable | 265852 | 927.5804
NZMB2-4-A250 | MCCB 250A 4P LI TM 25KA, Adjustable | 265855 | 927.5754
NZMB2-4-A300 | MCCB 300A 4P LI TM 25KA, Adjustable | 107582 | 1039.3515
MCCB 4P Adjustable Thermal Protection 36KA, TM
NZMC1-4-A20 | MCCB 20A 4P LI TM 36KA, Adjustable | 283300 | 380.2877
NZMC1-4-A25 | MCCB 25A 4P LI TM 36KA, Adjustable | 283302 | 380.2877
NZMC1-4-A32 | MCCB 32A 4P LI TM 36KA, Adjustable | 283304 | 380.3042
NZMC1-4-A40 | MCCB 40A 4P LI TM 36KA, Adjustable | 271408 | 380.2877
NZMC1-4-A50 | MCCB 50A 4P LI TM 36KA, Adjustable | 271410 | 380.2877
NZMC1-4-A63 | MCCB 63A 4P LI TM 36KA, Adjustable | 271412 | 380.3042
NZMC1-4-A80 | MCCB 80A 4P LI TM 36KA, Adjustable | 271414 | 380.3042
NZMC1-4-A100 | MCCB 100A 4P LI TM 36KA, Adjustable | 271416 | 479.9425
NZMC1-4-A125 | MCCB 125A 4P LI TM 36KA, Adjustable | 271418 | 509.8699
NZMC2-4-A125 | MCCB 125A 4P LI TM 36KA, Adjustable | 271430 | 726.5801
NZMC1-4-A160 | MCCB 160A 4P LI TM 36KA, Adjustable | 283306 | 707.192
NZMC2-4-A160 | MCCB 160A 4P LI TM 36KA, Adjustable | 271432 | 875.9939
NZMC2-4-A200 | MCCB 200A 4P LI TM 36KA, Adjustable | 271435 | 952.6926
NZMC2-4-A250 | MCCB 250A 4P LI TM 36KA, Adjustable | 271438 | 952.6926
NZMC2-4-A300 | MCCB 300A 4P LI TM 36KA, Adjustable | 107584 | 1003.5881
NZMC3-4-A320 | MCCB 320A 4P LI TM 36KA, Adjustable | 109688 | 1207.0015
NZMC3-4-A400 | MCCB 400A 4P LI TM 36KA, Adjustable | 109690 | 1206.9794
NZMC3-4-A500 | MCCB 500A 4P LI TM 36KA, Adjustable | 109692 | 1438.6328
MCCB 4P Adjustable Thermal Protection 50KA, TM
NZMN1-4-A20 | MCCB 20A 4P LI TM 50KA, Adjustable | 281245 | 424.8998
NZMN1-4-A25 | MCCB 25A 4P LI TM 50KA, Adjustable | 281247 | 424.8998
NZMN1-4-A32 | MCCB 32A 4P LI TM 50KA, Adjustable | 281249 | 424.8998
NZMN1-4-A40 | MCCB 40A 4P LI TM 50KA, Adjustable | 265811 | 424.8998
NZMN1-4-A50 | MCCB 50A 4P LI TM 50KA, Adjustable | 265813 | 463.0903
NZMN1-4-A63 | MCCB 63A 4P LI TM 50KA, Adjustable | 265815 | 463.0903
NZMN1-4-A80 | MCCB 80A 4P LI TM 50KA, Adjustable | 265817 | 474.3427
NZMN1-4-A100 | MCCB 100A 4P LI TM 50KA, Adjustable | 265819 | 507.5467
NZMN1-4-A125 | MCCB 125A 4P LI TM 50KA, Adjustable | 265821 | 604.4612
NZMN2-4-A125 | MCCB 125A 4P LI TM 50KA, Adjustable | 265858 | 953.7262
NZMN1-4-A160 | MCCB 160A 4P LI TM 50KA, Adjustable | 281251 | 737.7149
NZMN2-4-A160 | MCCB 160A 4P LI TM 50KA, Adjustable | 265860 | 1012.5175
NZMN2-4-A200 | MCCB 200A 4P LI TM 50KA, Adjustable | 265863 | 1077.9425
NZMN2-4-A250 | MCCB 250A 4P LI TM 50KA, Adjustable | 265866 | 1077.9425
NZMN2-4-A300 | MCCB 300A 4P LI TM 50KA, Adjustable | 107586 | 1176.4568
NZMN3-4-A320 | MCCB 320A 4P LI TM 50KA, Adjustable | 109694 | 1334.4318
NZMN3-4-A400 | MCCB 400A 4P LI TM 50KA, Adjustable | 109696 | 1277.0369
NZMN3-4-A500 | MCCB 500A 4P LI TM 50KA, Adjustable | 109698 | 1645.1329
MCCB 4P Adjustable Thermal Protection 50KA, Electronic
NZMN2-4-VE100 | MCCB 100A 4P LSI EL50KA, Adjustable | 265933 | 1007.1291
NZMN2-4-VE160 | MCCB 160A 4P LSI EL50KA, Adjustable | 265935 | 1253.0784
NZMN2-4-VE250 | MCCB 250A 4P LSI EL50KA, Adjustable | 265938 | 1389.7562
NZMN3-4-VE400 | MCCB 400A 4P LI EL 50KA, Adjustable | 265957 | 2142.2286
NZMN3-4-VE630 | MCCB 630A 4P LI EL 50KA, Adjustable | 265960 | 2862.4233
NZMN4-4-VE800 | MCCB 800A 4P LI EL 50KA, Adjustable | 265975 | 3479.9574
NZMN4-4-VE1000 | MCCB 1000A 4P LI EL 50KA, Adjustable | 265978 | 4549.5669
NZMN4-4-VE1250 | MCCB 1250A 4P LI EL 50KA, Adjustable | 265981 | 5275.4847
NZMN4-4-VE1600 | MCCB 1600A 4P LI EL 50KA, Adjustable | 265984 | 7316.8347
MCCB 4P Adjustable Thermal Protection 85KA, Electronic
NZMH4-4-AE800 | MCCB 800A 4P LI EL 85KA, Adjustable | 265921 | 3975.8894
NZMH4-4-AE1000 | MCCB 1000A 4P LI EL 85KA, Adjustable | 265924 | 5356.5809
NZMH4-4-AE1250 | MCCB 1250A 4P LI EL 85KA, Adjustable | 265927 | 6094.9329
NZMH4-4-AE1600 | MCCB 1600A 4P LI EL 85KA, Adjustable | 265930 | 7870.8362
MCCB 4P Adjustable Thermal Protection 150KA, TM
NZMH3-4-A320 | MCCB 320A 4P LI TM 150KA, Adjustable | 109700 | 2101.5595
NZMH3-4-A400 | MCCB 400A 4P LI TM 150KA, Adjustable | 109702 | 2101.5595
NZMH3-4-A500 | MCCB 500A 4P LI TM 150KA, Adjustable | 109704 | 2490.3937
MCCB 4P Adjustable Thermal Protection 150KA, Electronic
NZMH3-4-VE400 | MCCB 400A 4P LSI EL 150KA, Adjustable | 265963 | 2842.118
NZMH3-4-VE630 | MCCB 630A 4P LSI EL 150KA, Adjustable | 265966 | 3816.5585
MCCB 4P PXR25 50KA, Electronic with screen and Class 1 Metering
NZMN2-4-PX100/VAR | NZM2 PXR25 circuit breaker - Screen, Meter class 1, 100A, 4P, screw connection | 192206 | 1761.4999
NZMN2-4-PX160/VAR | NZM2 PXR25 circuit breaker - Screen, Meter class 1, 160A, 4P, screw connection | 192207 | 1982.163
NZMN2-4-PX250/VAR | NZM2 PXR25 circuit breaker - Screen, Meter class 1, 250A, 4P, screw connection | 192208 | 2339.7893
MCCB 4P PXR25 50KA, Electronic with screen and Class 1 Metering
NZMN3-4-PX250/VAR | NZM3 PXR25 circuit breaker - Screen, Meter class 1, 250A, 4P, screw connection | 192277 | 3055.042
NZMN3-4-PX250/VAR-TAZ | NZM3 PXR25 circuit breaker - Screen, Meter class 1, 250A, 4P, screw connection, LSIG, ARMS and ZSI | 192286 | 4177.3799
NZMN3-4-PX400/VAR | NZM3 PXR25 circuit breaker - Screen, Meter class 1, 400A, 4P, screw connection | 192278 | 3363.2093
NZMN3-4-PX400/VAR-TAZ | NZM3 PXR25 circuit breaker - Screen, Meter class 1, 400A, 4P, screw connection, LSIG, ARMS and ZSI | 192287 | 4595.8788
NZMN3-4-PX630/VAR | NZM3 PXR25 circuit breaker - Screen, Meter class 1, 630A, 4P, screw connection | 192279 | 4021.394
NZMN3-4-PX630/VAR-TAZ | NZM3 PXR25 circuit breaker - Screen, Meter class 1, 630A, 4P, screw connection, LSIG, ARMS and ZSI | 192288 | 5493.7492
MCCB 4P PXR25 70KA, Electronic with screen and Class 1 Metering
NZMS2-4-PX100/VAR | NZM2 PXR25 circuit breaker - Screen, Meter class 1, 100A, 4P, screw connection | 192213 | 1814.7634
NZMS2-4-PX160/VAR | NZM2 PXR25 circuit breaker - Screen, Meter class 1, 160A, 4P, screw connection | 192214 | 2050.6446
NZMS2-4-PX250/VAR | NZM2 PXR25 circuit breaker - Screen, Meter class 1, 250A, 4P, screw connection | 192215 | 2423.4891
MCCB 4P PXR25 70KA, Electronic with screen and Class 1 Metering
NZMS3-4-PX250/VAR | NZM3 PXR25 circuit breaker - Screen, Meter class 1, 250A, 4P, screw connection | 192280 | 3184.3962
NZMS3-4-PX250/VAR-TAZ | NZM3 PXR25 circuit breaker - Screen, Meter class 1, 250A, 4P, screw connection, LSIG, ARMS and ZSI | 192289 | 4352.3885
NZMS3-4-PX400/VAR | NZM3 PXR25 circuit breaker - Screen, Meter class 1, 400A, 4P, screw connection | 192281 | 3488.759
NZMS3-4-PX400/VAR-TAZ | NZM3 PXR25 circuit breaker - Screen, Meter class 1, 400A, 4P, screw connection, LSIG, ARMS and ZSI | 192290 | 4767.0829
NZMS3-4-PX630/VAR | NZM3 PXR25 circuit breaker - Screen, Meter class 1, 630A, 4P, screw connection | 192282 | 4177.3799
NZMS3-4-PX630/VAR-TAZ | NZM3 PXR25 circuit breaker - Screen, Meter class 1, 630A, 4P, screw connection, LSIG, ARMS and ZSI | 192291 | 5710.6077
MCCB 4P PXR25 150KA, Electronic with screen and Class 1 Metering
NZMH2-4-PX100/VAR | NZM2 PXR25 circuit breaker - Screen, Meter class 1, 100A, 4P, screw connection | 192220 | 1928.8995
NZMH2-4-PX160/VAR | NZM2 PXR25 circuit breaker - Screen, Meter class 1, 160A, 4P, screw connection | 192221 | 2183.8033
NZMH2-4-PX250/VAR | NZM2 PXR25 circuit breaker - Screen, Meter class 1, 250A, 4P, screw connection | 192222 | 2594.6932
MCCB 4P PXR25 150KA, Electronic with screen and Class 1 Metering
NZMH3-4-PX250/VAR | NZM3 PXR25 circuit breaker - Screen, Meter class 1, 250A, 4P, screw connection | 192283 | 3386.0365
NZMH3-4-PX250/VAR-TAZ | NZM3 PXR25 circuit breaker - Screen, Meter class 1, 250A, 4P, screw connection, LSIG, ARMS and ZSI | 192292 | 4622.5106
NZMH3-4-PX400/VAR | NZM3 PXR25 circuit breaker - Screen, Meter class 1, 400A, 4P, screw connection | 192284 | 3739.8583
NZMH3-4-PX400/VAR-TAZ | NZM3 PXR25 circuit breaker - Screen, Meter class 1, 400A, 4P, screw connection, LSIG, ARMS and ZSI | 192293 | 5105.6866
NZMH3-4-PX630/VAR | NZM3 PXR25 circuit breaker - Screen, Meter class 1, 630A, 4P, screw connection | 192285 | 4496.9609
NZMH3-4-PX630/VAR-TAZ | NZM3 PXR25 circuit breaker - Screen, Meter class 1, 630A, 4P, screw connection, LSIG, ARMS and ZSI | 192294 | 6144.3247
MCCB 3P Motor Protection 25KA adjustable
NZMB1-M40 | MPCB 40A 3P LI TM 25k | 265710 | 362.992
NZMB1-M50 | MPCB 50A 3P LI TM 25k | 265711 | 362.992
NZMB1-M63 | MPCB 63A 3P LI TM 25k | 265712 | 362.992
NZMB1-M80 | MPCB 80A 3P LI TM 25k | 265713 | 362.992
NZMB1-M100 | MPCB 100A 3P LI TM 25k | 265714 | 362.6495
NZMB2-M125 | MPCB 125A 3P LI TM 25k | 265715 | 682.1394
NZMB2-M160 | MPCB 160A 3P LI TM 25k | 265716 | 777.4239
NZMB2-M200 | MPCB 200A 3P LI TM 25k | 265717 | 924.7085
MCCB 3P Motor Protection 35KA adjustable
NZMC1-M40 | MPCB 40A 3P LI TM 36k | 271398 | 371.2926
NZMC1-M50 | MPCB 50A 3P LI TM 36k | 271399 | 371.2926
NZMC1-M63 | MPCB 63A 3P LI TM 36k | 271400 | 371.2926
NZMC1-M80 | MPCB 80A 3P LI TM 36k | 271401 | 371.2926
NZMC1-M100 | MPCB 100A 3P LI TM 36k | 271402 | 396.8099
NZMC2-M125 | MPCB 125A 3P LI TM 36k | 271424 | 649.3185
NZMC2-M160 | MPCB 160A 3P LI TM 36k | 271425 | 796.7248
NZMC2-M200 | MPCB 200A 3P LI TM 36k | 271426 | 952.0651
MCCB 3P Motor Protection 50KA adjustable
NZMN1-M40 | MPCB 40A 3P LI TM 50k | 265718 | 380.311
NZMN1-M50 | MPCB 50A 3P LI TM 50k | 265719 | 380.311
NZMN1-M63 | MPCB 63A 3P LI TM 50k | 265720 | 380.311
NZMN1-M80 | MPCB 80A 3P LI TM 50k | 265721 | 380.311
NZMN1-M100 | MPCB 100A 3P LI TM 50k | 265722 | 448.6328
NZMN2-M125 | MPCB 125A 3P LI TM 50k | 265723 | 721.335
NZMN2-M160 | MPCB 160A 3P LI TM 50k | 265724 | 870.8793
NZMN2-M200 | MPCB 200A 3P LI TM 50k | 265725 | 1036.783
MCCB 3P Motor Protection 50KA adjustable Electronic trip unit
NZMN2-ME90 | MPCB 90A 3P LI EL 50k | 265778 | 1297.0753
NZMN2-ME140 | MPCB 140A 3P LI EL 50k | 265779 | 1297.0753
NZMN2-ME220 | MPCB 220A 3P LI EL 50k | 265780 | 1297.0753
NZMN3-ME220 | MPCB 220A 3P LI EL 50k | 265781 | 1827.7706
NZMN3-ME350 | MPCB 350A 3P LI EL 50k | 265782 | 1827.7706
NZMN3-ME450 | MPCB 450A 3P LI EL 50k | 284468 | 2144.0246
NZMN4-ME550 | Circuit-breaker, 3p, 550A, motor protection Electronic Trip unit | 265783 | 2739.1646
NZMN4-ME875 | Circuit-breaker, 3p, 875A, motor protection Electronic Trip unit | 265784 | 5043.8633
NZMN4-ME1400 | Circuit-breaker, 3p, 1400A, motor protection Electronic Trip unit | 265785 | 7977.5919
MCCB 3P Magnetic only 25KA
NZMB1-S40 | MPCB 40A 3P Mag.break 25k | 265726 | 335.0258
NZMB1-S50 | MPCB 50A 3P Mag.break 25k | 265727 | 335.0258
NZMB1-S63 | MPCB 63A 3P Mag.break 25k | 265728 | 335.0258
NZMB1-S80 | MPCB 80A 3P Mag.break 25k | 265729 | 335.0258
NZMB1-S100 | MPCB 100A 3P Mag.break 25k | 265730 | 354.9615
NZMB2-S125 | MPCB 125A 3P Mag.break 25k | 265736 | 662.7891
NZMB2-S160 | MPCB 160A 3P Mag.break 25k | 265737 | 693.3656
NZMB2-S200 | MPCB 200A 3P Mag.break 25k | 265738 | 905.3793
MCCB 3P Magnetic only 36KA
NZMC1-S40 | MPCB 40A 3P Mag.break 36k | 271403 | 338.6674
NZMC1-S50 | MPCB 50A 3P Mag.break 36k | 271404 | 338.6674
NZMC1-S63 | MPCB 63A 3P Mag.break 36k | 271405 | 338.6674
NZMC1-S80 | MPCB 80A 3P Mag.break 36k | 271406 | 338.6674
NZMC1-S100 | MPCB 100A 3P Mag.break 36k | 271407 | 395.9921
NZMC2-S125 | MPCB 125A 3P Mag.break 36k | 271427 | 642.44
NZMC2-S160 | MPCB 160A 3P Mag.break 36k | 271428 | 744.2911
NZMC2-S200 | MPCB 200A 3P Mag.break 36k | 271429 | 949.7083
NZMC3-S250 | MPCB 250A 3P Mag.break 36k | 109676 | 1510.021
NZMC3-S320 | MPCB 320A 3P Mag.break 36k | 109677 | 1510.021
NZMC3-S400 | MPCB 400A 3P Mag.break 36k | 109678 | 1510.021
NZMC3-S500 | MPCB 500A 3P Mag.break 36k | 109679 | 1510.0031
MCCB 3P Magnetic only 50KA
NZMN1-S100 | MPCB 100A 3P Mag.break 50k | 265735 | 435.3737
NZMN1-S40 | MPCB 40A 3P Mag.break 50k | 265731 | 338.536
NZMN1-S50 | MPCB 50A 3P Mag.break 50k | 265732 | 338.536
NZMN1-S63 | MPCB 63A 3P Mag.break 50k | 265733 | 338.536
NZMN1-S80 | MPCB 80A 3P Mag.break 50k | 265734 | 338.536
NZMN2-S125 | MPCB 125A 3P Mag.break 50k | 265739 | 699.8962
NZMN2-S160 | MPCB 160A 3P Mag.break 50k | 265740 | 795.2826
NZMN2-S200 | MPCB 200A 3P Mag.break 50k | 265741 | 1007.2304
NZMN3-S250 | MPCB 250A 3P Mag.break 50k | 109680 | 1620.7576
NZMN3-S320 | MPCB 320A 3P Mag.break 50k | 109681 | 1620.7576
NZMN3-S400 | MPCB 400A 3P Mag.break 50k | 109682 | 1620.7576
NZMN3-S500 | MPCB500A 3P Mag.break 50k | 109683 | 1620.7576
MCCB Switches 3P
LN1-63-I | MCCB Switch-disconnector, 3 p, 63A, frame size 1 | 111994 | 158.3953
LN1-100-I | MCCB Switch-disconnector, 3 p, 100A, frame size 1 | 111995 | 186.9944
LN1-125-I | MCCB Switch-disconnector, 3 p, 125A, frame size 1 | 111996 | 240.7428
LN1-160-I | MCCB Switch-disconnector, 3 p, 160A, frame size 1 | 111997 | 251.4425
LN2-160-I | MCCB Switch-disconnector, 3 p, 160A, frame size 2 | 112002 | 351.5979
LN2-200-I | MCCB Switch-disconnector, 3 p, 200A, frame size 2 | 112003 | 395.4618
LN2-250-I | MCCB Switch-disconnector, 3 p, 250A, frame size 2 | 112004 | 423.2591
LN3-400-I | MCCB Switch-disconnector, 3 p, 400A, frame size 3 | 112008 | 703.8841
LN3-630-I | MCCB Switch-disconnector, 3 p, 630A, frame size 3 | 112009 | 838.1233
LN4-800-I | MCCB Switch-disconnector, 3 p, 800A, frame size 4 | 112012 | 1816.2431
LN4-1000-I | MCCB Switch-disconnector, 3 p, 1000A, frame size 4 | 112013 | 2171.9628
LN4-1250-I | MCCB Switch-disconnector, 3 p, 1250A, frame size 4 | 112014 | 2579.2852
LN4-1600-I | MCCB Switch-disconnector, 3 p, 1600A, frame size 4 | 112015 | 3305.9516
Removable/Plug-in MCCB NZM1 3P
NZMB1-A20-SVE | MCCB 20A 3P LI TM PLUG-IN MODULE 25k | 112733 | 483.6192
NZMB1-A25-SVE | MCCB 25A 3P LI TM PLUG-IN MODULE 25k | 112734 | 483.6192
NZMB1-A32-SVE | MCCB 32A 3P LI TM PLUG-IN MODULE 25k | 112735 | 483.6192
NZMB1-A40-SVE | MCCB 40A 3P LI TM PLUG-IN MODULE 25k | 112703 | 401.0374
NZMB1-A50-SVE | MCCB 50A 3P LI TM PLUG-IN MODULE 25k | 112704 | 401.0374
NZMB1-A63-SVE | MCCB 63A 3P LI TM PLUG-IN MODULE 25k | 112705 | 401.0374
NZMB1-A80-SVE | MCCB 80A 3P LI TM PLUG-IN MODULE 25k | 112706 | 401.0374
NZMB1-A100-SVE | MCCB 100A 3P LI TM PLUG-IN MODULE 25k | 112707 | 401.0374
NZMB1-A125-SVE | MCCB 125A 3P LI TM PLUG-IN MODULE 25k | 112708 | 437.5278
NZMC1-A20-SVE | PLUG-IN MCCB 20A 3P LI TM 36k | 112753 | 518.2283
NZMC1-A25-SVE | PLUG-IN MCCB 25A 3P LI TM 36k | 112754 | 518.2283
NZMC1-A32-SVE | PLUG-IN MCCB 32A 3P LI TM 36k | 112755 | 518.2283
NZMC1-A40-SVE | PLUG-IN MCCB 40A 3P LI TM 36k | 112737 | 518.2283
NZMC1-A50-SVE | PLUG-IN MCCB 50A 3P LI TM 36k | 112738 | 518.2283
NZMC1-A63-SVE | PLUG-IN MCCB 63A 3P LI TM 36k | 112739 | 518.2283
NZMC1-A80-SVE | PLUG-IN MCCB 80A 3P LI TM 36k | 112740 | 518.2283
NZMC1-A100-SVE | PLUG-IN MCCB 100A 3P LI TM 36k | 112741 | 518.2283
NZMC1-A125-SVE | PLUG-IN MCCB 125A 3P LI TM 36k | 112742 | 550.7453
NZMN1-A20-SVE | PLUG-IN MCCB 20A 3P LI TM 50k | 112776 | 387.9333
NZMN1-A25-SVE | PLUG-IN MCCB 25A 3P LI TM 50k | 112777 | 387.9333
NZMN1-A32-SVE | PLUG-IN MCCB 32A 3P LI TM 50k | 112778 | 387.9333
NZMN1-A40-SVE | PLUG-IN MCCB 40A 3P LI TM 50k | 112757 | 387.9333
NZMN1-A50-SVE | PLUG-IN MCCB 50A 3P LI TM 50k | 112758 | 387.9333
NZMN1-A63-SVE | PLUG-IN MCCB 63A 3P LI TM 50k | 112759 | 387.9333
NZMN1-A80-SVE | PLUG-IN MCCB 80A 3P LI TM 50k | 112760 | 416.6553
NZMN1-A100-SVE | PLUG-IN MCCB 100A 3P LI TM 50k | 112761 | 502.6591
NZMN1-A125-SVE | PLUG-IN MCCB 125A 3P LI TM 50k | 112762 | 753.2588
NZM1-XSVS | Base socket for NZM1 3P | 109777 | 175.9274
NZM2-XSVHI | Auxiliary circuits (shunt open/UVR/Aux) for Plug-in NZM1/NZM2 | 266705 | 102.2888
Removable/Plugin MCCB NZM2 3P/4P
NZMN2-VE100-SVE | PLUG-IN MCCB 100A 3P LSI EL 50k | 113247 | 1481.3636
NZMN2-VE160-SVE | PLUG-IN MCCB 160A 3P LSI EL 50k | 113248 | 1481.3636
NZMN2-VE250-SVE | PLUG-IN MCCB 250A 3P LSI EL 50k | 113249 | 1481.3636
NZMN2-4-VE100-SVE | PLUG-IN MCCB 100A 4P LSI EL 50k | 113275 | 1872.654
NZMN2-4-VE160-SVE | PLUG-IN MCCB 160A 4P LSI EL 50k | 113277 | 1913.134
NZMN2-4-VE250-SVE | PLUG-IN MCCB 250A 4P LSI EL 50k | 113280 | 1913.134
NZM2-XSVS | Socket 3p, 250A | 266699 | 455.5255
NZM2-4-XSVS | Socket 4p, 250A | 266700 | 594.6463
NZM2-XSVHI | Auxiliary circuits (shunt open/UVR/Aux) for Plug-in NZM1/NZM2 | 266705 | 107.2543
NZM2-XSVR | Control circuit plug unit for remote operator NZM2-XR | 266706 | 100.9086
Withdrawable MCCB NZM3 3P/4P
NZMN3-VE400-AVE | PLUG-IN MCCB 400A 3P LSI EL 50k | 110844 | 3045.4387
NZMN3-VE630-AVE | PLUG-IN MCCB 630A 3P LSI EL 50k | 110845 | 3156.2722
NZMN3-4-VE400-AVE | PLUG-IN MCCB 400A 4P LSI EL 50k | 110876 | 3515.6417
NZMN3-4-VE630-AVE | PLUG-IN MCCB 630A 4P LSI EL 50k | 110877 | 3643.8456
NZM3-XAVS | Cassette Socket base, 3p, NZM3,630A | 266711 | 784.9325
NZM3-4-XAVS | Cassette Socket base, 4p, NZM3,630A | 266712 | 1046.1024
Withdrawable MCCB NZM4 3P/4P
NZM4-XAVS | Cassette Socket base, 3p, NZM4,1600A | 266713 | 1512.5789
NZM4-4-XAVS | Cassette Socket base, 4p, NZM4,1600A | 266714 | 1883.7221
+NZM4-XAVE | conversion kit from Fixed to withdrawable, 3p, 1600A (assembled at factory) | 266717 | 1584.208
+NZM4-4-XAVE | conversion kit from Fixed to withdrawable, 4p, 1600A (assembled at factory) | 266718 | 1888.4574
Removable/Plug-in MCCB 3P PXR25 50KA, Electronic with Screen and Class 1 Metering
NZMN2-PX100-TZ-SVE | NZM2 PXR25 circuit breaker - Screen, Meter class 1, 100A, 3p, screw connection, LSIG and ZSI, plug-in technology | 192185 | 2308.3162
NZMN2-PX100-SVE | NZM2 PXR25 circuit breaker - Screen, Meter class 1, 100A, 3p, screw connection, plug-in technology | 192164 | 1733.1577
NZMN2-PX160-TZ-SVE | NZM2 PXR25 circuit breaker - Screen, Meter class 1, 160A, 3p, screw connection, LSIG and ZSI, plug-in technology | 192186 | 2599.744
NZMN2-PX160-SVE | NZM2 PXR25 circuit breaker - Screen, Meter class 1, 160A, 3p, screw connection, plug-in technology | 192165 | 1951.7248
NZMN2-PX250-TZ-SVE | NZM2 PXR25 circuit breaker - Screen, Meter class 1, 250A, 3p, screw connection, LSIG and ZSI, plug-in technology | 192187 | 3063.7059
NZMN2-PX250-SVE | NZM2 PXR25 circuit breaker - Screen, Meter class 1, 250A, 3p, screw connection, plug-in technology | 192166 | 2300.649
Removable/Plug-in MCCB 3P PXR25 50KA, Electronic with Screen and Class 1 Metering
NZMN3-PX250-TAZ-AVE | NZM3 PXR25 circuit breaker - Screen, Meter class 1, 250A, 3p, LSIG, ARMS and ZSI | 192268 | 4635.8228
NZMN3-PX250-AVE | NZM3 PXR25 circuit breaker - Screen, Meter class 1, 250A, 3p, withdrawable unit | 192348 | 3504.6662
NZMN3-PX400-TAZ-AVE | NZM3 PXR25 circuit breaker - Screen, Meter class 1, 400A, 3p, LSIG, ARMS and ZSI | 192269 | 5099.7847
NZMN3-PX400-AVE | NZM3 PXR25 circuit breaker - Screen, Meter class 1, 400A, 3p, withdrawable unit | 192349 | 3857.4315
NZMN3-PX630-TAZ-AVE | NZM3 PXR25 circuit breaker - Screen, Meter class 1, 630A, 3p, LSIG, ARMS and ZSI | 192270 | 6100.5692
NZMN3-PX630-AVE | NZM3 PXR25 circuit breaker - Screen, Meter class 1, 630A, 3p, withdrawable unit | 192350 | 4612.8063
Removable/Plug-in MCCB 3P PXR25 70KA, Electronic with Screen and Class 1 Metering
NZMS2-PX100-TZ-SVE | NZM2 PXR25 circuit breaker - Screen, Meter class 1, 100A, 3p, screw connection, LSIG and ZSI, plug-in technology | 192192 | 2381.1769
NZMS2-PX100-SVE | NZM2 PXR25 circuit breaker - Screen, Meter class 1, 100A, 3p, screw connection, plug-in technology | 192171 | 1786.8429
NZMS2-PX160-TZ-SVE | NZM2 PXR25 circuit breaker - Screen, Meter class 1, 160A, 3p, screw connection, LSIG and ZSI, plug-in technology | 192193 | 2687.9241
NZMS2-PX160-SVE | NZM2 PXR25 circuit breaker - Screen, Meter class 1, 160A, 3p, screw connection, plug-in technology | 192172 | 2013.0772
NZMS2-PX250-TZ-SVE | NZM2 PXR25 circuit breaker - Screen, Meter class 1, 250A, 3p, screw connection, LSIG and ZSI, plug-in technology | 192194 | 3178.7436
NZMS2-PX250-SVE | NZM2 PXR25 circuit breaker - Screen, Meter class 1, 250A, 3p, screw connection, plug-in technology | 192173 | 2385.018
Removable/Plug-in MCCB 3P PXR25 70KA, Electronic with Screen and Class 1 Metering
NZMS3-PX250-TAZ-AVE | NZM3 PXR25 circuit breaker - Screen, Meter class 1, 250A, 3p, LSIG, ARMS and ZSI | 192271 | 4827.5323
NZMS3-PX250-AVE | NZM3 PXR25 circuit breaker - Screen, Meter class 1, 250A, 3p, withdrawable unit | 192351 | 3654.1988
NZMS3-PX400-TAZ-AVE | NZM3 PXR25 circuit breaker - Screen, Meter class 1, 400A, 3p, LSIG, ARMS and ZSI | 192272 | 5287.6681
NZMS3-PX400-AVE | NZM3 PXR25 circuit breaker - Screen, Meter class 1, 400A, 3p, withdrawable unit | 192352 | 4003.1379
NZMS3-PX630-TAZ-AVE | NZM3 PXR25 circuit breaker - Screen, Meter class 1, 630A, 3p, LSIG, ARMS and ZSI | 192273 | 6338.2967
NZMS3-PX630-AVE | NZM3 PXR25 circuit breaker - Screen, Meter class 1, 630A, 3p, withdrawable unit | 192353 | 4796.8636
Removable/Plug-in MCCB 3P PXR25 150KA, Electronic with Screen and Class 1 Metering
NZMH2-PX100-TZ-SVE | NZM2 PXR25 circuit breaker - Screen, Meter class 1, 100A, 3p, screw connection, LSIG and ZSI, plug-in technology | 192199 | 2526.8833
NZMH2-PX100-SVE | NZM2 PXR25 circuit breaker - Screen, Meter class 1, 100A, 3p, screw connection, plug-in technology | 192178 | 1894.1985
NZMH2-PX160-TZ-SVE | NZM2 PXR25 circuit breaker - Screen, Meter class 1, 160A, 3p, screw connection, LSIG and ZSI, plug-in technology | 192200 | 2860.4731
NZMH2-PX160-SVE | NZM2 PXR25 circuit breaker - Screen, Meter class 1, 160A, 3p, screw connection, plug-in technology | 192179 | 2143.4493
NZMH2-PX250-TZ-SVE | NZM2 PXR25 circuit breaker - Screen, Meter class 1, 250A, 3p, screw connection, LSIG and ZSI, plug-in technology | 192201 | 3401.1368
NZMH2-PX250-SVE | NZM2 PXR25 circuit breaker - Screen, Meter class 1, 250A, 3p, screw connection, plug-in technology | 192180 | 2549.8848
Removable/Plug-in MCCB 3P PXR25 150KA, Electronic with Screen and Class 1 Metering
NZMH3-PX250-TAZ-AVE | NZM3 PXR25 circuit breaker - Screen, Meter class 1, 250A, 3p, LSIG, ARMS and ZSI | 192274 | 5134.2945
NZMH3-PX250-AVE | NZM3 PXR25 circuit breaker - Screen, Meter class 1, 250A, 3p, withdrawable unit | 192265 | 3884.2742
NZMH3-PX400-TAZ-AVE | NZM3 PXR25 circuit breaker - Screen, Meter class 1, 400A, 3p, LSIG, ARMS and ZSI | 192275 | 5667.276
NZMH3-PX400-AVE | NZM3 PXR25 circuit breaker - Screen, Meter class 1, 400A, 3p, withdrawable unit | 192266 | 4290.7247
NZMH3-PX630-TAZ-AVE | NZM3 PXR25 circuit breaker - Screen, Meter class 1, 630A, 3p, LSIG, ARMS and ZSI | 192276 | 6813.7669
NZMH3-PX630-AVE | NZM3 PXR25 circuit breaker - Screen, Meter class 1, 630A, 3p, withdrawable unit | 192267 | 5157.296
Removable/Plug-in MCCB 4P PXR25 50KA, Electronic with Screen and Class 1 Metering
NZMN2-4-PX100/VAR-SVE | NZM2 PXR25 circuit breaker - Screen, Meter class 1, 100A, 4P, screw connection, plug-in technology | 192064 | 2046.8401
NZMN2-4-PX160/VAR-SVE | NZM2 PXR25 circuit breaker - Screen, Meter class 1, 160A, 4P, screw connection, plug-in technology | 192065 | 2305.5485
NZMN2-4-PX250/VAR-SVE | NZM2 PXR25 circuit breaker - Screen, Meter class 1, 250A, 4P, screw connection, plug-in technology | 192066 | 2720.2428
Removable/Plug-in MCCB 4P PXR25 50KA, Electronic with Screen and Class 1 Metering
NZMN3-4-PX250/VAR-TAZ-AVE | NZM3 PXR25 circuit breaker - Screen, Meter class 1, 250A, 4P, LSIG, ARMS and ZSI | 192313 | 5170.3637
NZMN3-4-PX250/VAR-AVE | NZM3 PXR25 circuit breaker - Screen, Meter class 1, 250A, 4P, withdrawable unit | 192304 | 4048.0257
NZMN3-4-PX400/VAR-TAZ-AVE | NZM3 PXR25 circuit breaker - Screen, Meter class 1, 400A, 4P, LSIG, ARMS and ZSI | 192314 | 5687.7805
NZMN3-4-PX400/VAR-AVE | NZM3 PXR25 circuit breaker - Screen, Meter class 1, 400A, 4P, withdrawable unit | 192305 | 4458.9155
NZMN3-4-PX630/VAR-TAZ-AVE | NZM3 PXR25 circuit breaker - Screen, Meter class 1, 630A, 4P, LSIG, ARMS and ZSI | 192315 | 6802.5094
NZMN3-4-PX630/VAR-AVE | NZM3 PXR25 circuit breaker - Screen, Meter class 1, 630A, 4P, withdrawable unit | 192306 | 5330.1542
Removable/Plug-in MCCB 4P PXR25 70KA, Electronic with Screen and Class 1 Metering
NZMS2-4-PX100/VAR-SVE | NZM2 PXR25 circuit breaker - Screen, Meter class 1, 100A, 4P, screw connection, plug-in technology | 192071 | 2111.5172
NZMS2-4-PX160/VAR-SVE | NZM2 PXR25 circuit breaker - Screen, Meter class 1, 160A, 4P, screw connection, plug-in technology | 192072 | 2385.4437
NZMS2-4-PX250/VAR-SVE | NZM2 PXR25 circuit breaker - Screen, Meter class 1, 250A, 4P, screw connection, plug-in technology | 192073 | 2819.1608
Removable/Plug-in MCCB 4P PXR25 70KA, Electronic with Screen and Class 1 Metering
NZMS3-4-PX250/VAR-TAZ-AVE | NZM3 PXR25 circuit breaker - Screen, Meter class 1, 250A, 4P, LSIG, ARMS and ZSI | 192316 | 5387.2222
NZMS3-4-PX250/VAR-AVE | NZM3 PXR25 circuit breaker - Screen, Meter class 1, 250A, 4P, withdrawable unit | 192307 | 4223.0343
NZMS3-4-PX400/VAR-TAZ-AVE | NZM3 PXR25 circuit breaker - Screen, Meter class 1, 400A, 4P, LSIG, ARMS and ZSI | 192317 | 5900.8345
NZMS3-4-PX400/VAR-AVE | NZM3 PXR25 circuit breaker - Screen, Meter class 1, 400A, 4P, withdrawable unit | 192308 | 4622.5106
NZMS3-4-PX630/VAR-TAZ-AVE | NZM3 PXR25 circuit breaker - Screen, Meter class 1, 630A, 4P, LSIG, ARMS and ZSI | 192318 | 7068.8268
NZMS3-4-PX630/VAR-AVE | NZM3 PXR25 circuit breaker - Screen, Meter class 1, 630A, 4P, withdrawable unit | 192309 | 5539.4036
Removable/Plug-in MCCB 4P PXR25 150KA, Electronic with Screen and Class 1 Metering
NZMH2-4-PX100/VAR-SVE | NZM2 PXR25 circuit breaker - Screen, Meter class 1, 100A, 4P, screw connection, plug-in technology | 192078 | 2240.8714
NZMH2-4-PX160/VAR-SVE | NZM2 PXR25 circuit breaker - Screen, Meter class 1, 160A, 4P, screw connection, plug-in technology | 192079 | 2537.6251
NZMH2-4-PX250/VAR-SVE | NZM2 PXR25 circuit breaker - Screen, Meter class 1, 250A, 4P, screw connection, plug-in technology | 192080 | 3013.1921
Removable/Plug-in MCCB 4P PXR25 150KA, Electronic with Screen and Class 1 Metering
NZMH3-4-PX250/VAR-TAZ-AVE | NZM3 PXR25 circuit breaker - Screen, Meter class 1, 250A, 4P, LSIG, ARMS and ZSI | 192319 | 5725.8258
NZMH3-4-PX250/VAR-AVE | NZM3 PXR25 circuit breaker - Screen, Meter class 1, 250A, 4P, withdrawable unit | 192310 | 4485.5473
NZMH3-4-PX400/VAR-TAZ-AVE | NZM3 PXR25 circuit breaker - Screen, Meter class 1, 400A, 4P, LSIG, ARMS and ZSI | 192320 | 6323.1379
NZMH3-4-PX400/VAR-AVE | NZM3 PXR25 circuit breaker - Screen, Meter class 1, 400A, 4P, withdrawable unit | 192311 | 4957.3097
NZMH3-4-PX630/VAR-TAZ-AVE | NZM3 PXR25 circuit breaker - Screen, Meter class 1, 630A, 4P, LSIG, ARMS and ZSI | 192321 | 7605.2663
NZMH3-4-PX630/VAR-AVE | NZM3 PXR25 circuit breaker - Screen, Meter class 1, 630A, 4P, withdrawable unit | 192312 | 5961.707
MCCB Switches 4P
LN1-4-63-I | MCCB Switch-disconnector, 4 p, 63A, frame size 1 | 111998 | 208.0493
LN1-4-100-I | MCCB Switch-disconnector, 4 p, 100A, frame size 1 | 111999 | 238.6623
LN1-4-125-I | MCCB Switch-disconnector, 4 p, 125A, frame size 1 | 112000 | 276.6759
LN1-4-160-I | MCCB Switch-disconnector, 4 p, 160A, frame size 1 | 112001 | 295.331
LN2-4-160-I | MCCB Switch-disconnector, 4 p, 160A, frame size 2 | 112005 | 475.4606
LN2-4-200-I | MCCB Switch-disconnector, 4 p, 200A, frame size 2 | 112006 | 505.5615
LN2-4-250-I | MCCB Switch-disconnector, 4 p, 250A, frame size 2 | 112007 | 530.1422
LN3-4-400-I | MCCB Switch-disconnector, 4 p, 400A, frame size 3 | 112010 | 872.3522
LN3-4-630-I | MCCB Switch-disconnector, 4 p, 630A, frame size 3 | 112011 | 1133.8137
LN4-4-800-I | MCCB Switch-disconnector, 4 p, 800A, frame size 4 | 112016 | 2445.8925
LN4-4-1000-I | MCCB Switch-disconnector, 4 p, 1000A, frame size 4 | 112017 | 2881.9313
LN4-4-1250-I | MCCB Switch-disconnector, 4 p, 1250A, frame size 4 | 112018 | 3458.5043
LN4-4-1600-I | MCCB Switch-disconnector, 4 p, 1600A, frame size 4 | 112019 | 4540.6388
Motor Operators
NZM2-XRD208-240AC | Remote Motor operator Standard 208-240VAC fpr NZM2 | 115391 | 764.5223
NZM3-XR208-240AC | Remote Motor operator Standard 208-240VAC fpr NZM3 | 259850 | 970.5708
NZM4-XR208-240AC | Remote Motor operator Standard 208-240VAC fpr NZM4 | 266685 | 1657.3014
NZM2-XAVPR | Cover 4P for remote operator for NZM2 | 266677 | 15.2577
NZM3-XAVPR | Cover 4P for remote operator for NZM3 | 266678 | 22.2745
Shunt Trips
NZM1-XA208-250AC/DC | Shunt release 208-250AC/DC for NZM1 | 259726 | 83.7751
NZM1-XA24AC/DC | Shunt release 24AC/DC | 259708 | 85.4572
NZM2/3-XA208-250AC/DC | Shunt release 208-250AC/DC for NZM2/3 | 259763 | 93.4168
NZM2/3-XA24AC/DC | Shunt release 24AC/DC | 259754 | 96.6661
NZM4-XA208-250AC/DC | Shunt release 208-250AC/DC for NZM4 | 266451 | 150.4012
NZM4-XA24AC/DC | Shunt release 24AC/DC | 266447 | 155.1884
Under Voltage Releases
NZM1-XU208-240AC | UV Release 208-240AC for NZM1 | 259442 | 98.0701
NZM1-XU24DC | UV Release 24DC | 259452 | 101.538
NZM2/3-XU208-240AC | UV Release 208-240AC for NZM2/3 | 259499 | 109.2095
NZM2/3-XU24DC | UV Release 24DC | 259509 | 113.083
NZM4-XU208-240AC | UV Release 208-240AC for NZM3 | 266193 | 169.3283
NZM4-XU24DC | UV Release 24DC | 266204 | 173.5614
Rotary Handles
NZM1-XDV | Rot hdl lockable | 260125 | 42.02
NZM1-XTVD | Door Rot hdl lockable for NZM1 | 260166 | 93.3549
NZM2-XDV | Rot hdl lockable | 260127 | 51.6385
NZM2-XTVD | Door Rot.hdl lockable for NZM2 | 260168 | 107.7898
NZM3-XDV | Rot hdl lockable | 260129 | 112.55
NZM3-XTVD | Door Rot hdl lockable for NZM3 | 260170 | 147.2502
NZM4-XDV | Rot hdl lockable | 266608 | 135.2078
NZM4-XTVD | Door Rot hdl lockable for NZM4 | 266614 | 191.7014
NZM1/2-XV6 | Extension shaft | 260191 | 15.3128
NZM1/2-XV4 | Extension shaft 290mm for XTVD for NZM1/2 | 261232 | 9.4434
NZM3/4-XV6 | Extension shaft | 260193 | 28.2709
NZM3/4-XV4 | Extension shaft 290mm for XTVD for NZM3/4 | 261234 | 14.5077
Mechanical Interlocks
NZM1-XMV | Mechanical interlock | 281581 | 259.9105
NZM2-XMV | Mechanical interlock | 281582 | 263.6343
NZM2-XMVR | Mech interlock f.remote long for NZM2 | 104543 | 693.7342
NZM2/3-XMVR | Mech interlock f.remote long for NZM2/3 | 104544 | 684.463
NZM3-XMV | Mechanical interlock | 281583 | 295.6751
NZM3-XMVR | Mech interlock f.remote Op for NZM3 | 104545 | 689.9727
NZM3/4-XMVR | Mech interlock f.remote Op for NZM3/4 | 104546 | 689.9727
NZM4-XMVR | Mech interlock f remote opr for NZM4 | 104547 | 695.3976
NZM2-XMVRL | Mech.interlock f.remote.long for NZM2 | 104548 | 689.9727
NZM2/3-XMVRL | Mech.interlock f.remote long for NZM2/3 | 104549 | 679.1293
NZM3-XMVRL | Mech interlock f.remote long for NZM3 | 104550 | 689.9727
NZM3/4-XMVRL | Mech interlock f.remote long for NZM3/4 | 104551 | 689.9727
NZM4-XMV | Mechanical interlock | 281584 | 275.1064
NZM4-XMVRL | Mech interlock f remote opr for NZM4 | 104552 | 636.6373
NZM-XBZ225 | Bowden cables 225mm | 281585 | 38.113
NZM-XBZ600 | Bowden cables 600mm | 281586 | 52.9911
Auxiliary Contacts
NZM1-XHIV | Auxiliary contact, 2early N/O, operates as an early-make for NZM1 | 259426 | 74.1785
NZM2/3-XHIV | Auxiliary contact, 2early N/O, operates as an early-make contact for NZM2 or NZM3 | 259430 | 96.4375
M22-K10 | Make contact,Front for NZM, 1NO (Trip or ON/OFF) all sizes | 216376 | 4.2856
M22-K01 | Make contact,Front for NZM, 1NC (Trip or ON/OFF) all sizes | 216378 | 4.6452
ADD-On Residual Current Modules
NZM1-XFI30R | NZM1 Earth-fault release, 30mA, 3p, right | 104603 | 757.1211
NZM1-XFI300R | NZM1 Earth-fault release, 300mA, 3p, right | 104604 | 757.1211
NZM1-XFI30U | NZM1 Earth-fault release, 30mA, 3p, bottom | 104609 | 1117.2794
NZM1-XFI300U | NZM1 Earth-fault release, 300mA, 3p, bottom | 104610 | 1117.2794
NZM1-4-XFI30R | NZM1 Earth-fault release, 30mA, 4p, right | 104606 | 852.6651
NZM1-4-XFI300R | NZM1 Earth-fault release, 300mA, 4p, right | 104607 | 852.6651
NZM1-4-XFI30U | NZM1 Earth-fault release, 30mA, 4p, bottom | 104612 | 1256.6622
NZM1-4-XFI300U | NZM1 Earth-fault release, 300mA, 4p, bottom | 104613 | 1256.6622
NZM2-4-XFI | NZM2 Earth-fault release, 0.1-3A, 4p , Bottom | 292344 | 2307.257
NZM2-4-XFI30 | NZM2 Earth-fault release, 30mA, 4p , Bottom | 292343 | 2672.572
NZM2-4-XFIA | NZM2 Earth-fault release, 0.3-1A AC/DC sensitive, 4p,Bottom | 292346 | 5602.6114
NZM2-4-XFIA30 | NZM2 Earth-fault release 30mA, AC/DC sensitive, 4p,Bottom | 292345 | 5150.2587
Residual Current Relays and Toroids
ELR-003 | Differential relay 30 mA | 193757 | 182.6036
ELR-03 | Differential relay 300 mA | 193758 | 198.6606
ELR-5 | Differential relay 0.03-5 A | 193759 | 256.9499
ELR-XCT120 | Transform. f.diff.relay,inner diam.120mm | 193763 | 282.4787
ELR-XCT210 | Transform. f.diff.relay,inner diam.210mm | 193764 | 466.6129
ELT-XCT310 | Transformer f.diff.relay,inner diam.310mm | 193765 | 567.5892
ELR-XCT35 | Transformer f.diff.relay, inner diam.35 | 193761 | 100.9712
ELR-XCT70 | Transformer f.diff.relay,inner diam.70mm | 193762 | 121.16
ELR-XST120 | Screening Tube 120mm | 300915 | 697.5784
ELR-XST210 | Screening Tube 210mm | 300916 | 736.695
ATS controllers and Miscellaneous Accessories
NZM-XPC-KIT | Software kit for NZM,DMI | 265631 | 1222.6798
NZM1-XC35 | Clip plate | 260213 | 28.9982
NZM1-XKAV | Toggle Locking Facilities | 260199 | 37.387
NZM2/3-XKAV | Toggle locking facilities | 260201 | 45.2056
IP2X covers
NZM1-XIPK | Protection against contact with a finger, IP2X, 3p, NZM1 | 266744 | 15.3016
NZM2-XIPK | Protection against contact with a finger, IP2X, 3p, NZM2 | 266773 | 19.7515
NZM3-XIPK | Protection against contact with a finger, IP2X, 3p, NZM3 | 266804 | 26.6497
NZM1-4-XIPK | Protection against contact with a finger, IP2X, 4p, NZM1 | 266745 | 23.793
NZM2-4-XIPK | Protection against contact with a finger, IP2X, 4p, NZM2 | 266774 | 28.2941
NZM3-4-XIPK | Protection against contact with a finger, IP2X, 4p, NZM3 | 266805 | 42.8377
Connection Area Cover/Shrouds
NZM1-4-XKSA | Cover, 4p, for screw connection, NZM1 | 266741 | 20.877
NZM1-XKSA | Cover, 3p, for screw connection, NZM1 | 260021 | 15.5988
NZM2-4-XKSA | Cover, 4p, for screw connection, NZM2 | 266770 | 28.4922
NZM2-XKSA | Cover, 3p, for screw connection, NZM2 | 260038 | 20.135
NZM3-4-XKSA | Cover, 4p, for screw connection, NZM3 | 266801 | 37.5888
NZM3-XKSA | Cover, 3p, for screw connection,NZM3 | 260045 | 27.1671
NZM4-4-XKSA | Cover, 4p, for screw connection, NZM4 | 266847 | 100.945
NZM4-XKSA | Cover, 3p, for screw connection, NZM4 | 266846 | 75.3799
Tunnel terminal
NZM1-4-XKA | Tunnel terminal, 4p, 1 switch side, NZM1 | 266731 | 189.0799
NZM1-XKA | Tunnel terminal, 3p, 1 switch side, NZM1 | 266730 | 117.308
NZM2-4-XKA | Tunnel terminal, 4p, 1 page, NZM2 | 271458 | 185.7564
NZM2-XKA | Tunnel terminal, 3p, 1 page, NZM2 | 271457 | 129.4275
NZM3-4-XKA1 | Tunnel terminal, 4p, 1 page, max. 185mm², NZM3 | 271460 | 192.263
NZM3-4-XKA2 | Tunnel terminal, 4p, 1 page, max. 240mm², NZM3 | 271462 | 327.2534
NZM3-XKA1 | Tunnel terminal, 3p, 1 page, max. 185mm², NZM3 | 271459 | 156.8149
NZM3-XKA2 | Tunnel terminal, 3p, 1 page, max. 240mm², NZM3 | 271461 | 245.4148
NZM4-4-XKA | Tunnel terminal, 4p, 1 switch side, NZM4 | 266837 | 485.291
NZM4-XKA | Tunnel terminal, 3p, 1 switch side, NZM4 | 266836 | 362.3986
Phase barriers
NZM1-4-XKP | Phase isolator, 4p, NZM1 | 119863 | 33.3216
NZM1-XKP | Phase isolator, 3p, NZM1 | 119862 | 22.9978
NZM2-4-XKP | Phase isolator, 4p, NZM2 | 119865 | 33.1288
NZM2-XKP | Phase isolator, 3p, NZM2 | 119864 | 22.8876
NZM3-4-XKP | Phase isolator, 4p, NZM3 | 100513 | 46.6566
NZM3-XKP | Phase isolator, 3p, NZM3 | 100512 | 28.3685
NZM4-4-XKP | Phase isolator 4p, NZM4 | 281596 | 51.4506
NZM4-XKP | Phase isolator 3p, NZM4 | 281595 | 38.5837
Rear Terminals
NZM1-4-XKR | Connection, on rear, 4p, 1 page, size 1 | 266737 | 193.9782
NZM1-XKR | Connection, on rear, 3p, 1 page, size 1 | 266734 | 119.7724
NZM2-4-XKR | Connection, on rear, 4p, 1 switch side | 266768 | 207.591
NZM2-XKR | Connection, on rear, 3p, 1 switch side | 266765 | 131.619
NZM3-4-XKR | Connection, on rear, 4p, 1 page, size 3 | 266795 | 261.0453
NZM3-XKR | Connection, on rear, 3p, 1 page, size 3 | 266792 | 182.7562
NZM4-4-XKR | Connection, on rear, 4p, 1 page, size 4 | 266843 | 323.3692
NZM4-XKR | Connection, on rear, 3p, 1 page, size 4 | 266842 | 242.9229

## PL-MAGNUM ACB
Reference | Description | OrderNumber | UP
MAGNUM ACB 3200A Frame 3P 66KA PXR20
IZM97B3C-V08F | IZM97B, 3-pole, 800 A, fixed PXR20 , 66kA | YC-301021 | 5775.2218
IZM97B3C-V10F | IZM97B, 3-pole, 1000 A, fixed PXR20 , 66kA | YC-301022 | 5926.3838
IZM97B3C-V12F | IZM97B, 3-pole, 1250 A, fixed PXR20 , 66kA | YC-301023 | 6060.2856
IZM97B3C-V16F | IZM97B, 3-pole, 1600 A, fixed PXR20 , 66kA | YC-301024 | 6209.5399
IZM97B3C-V20F | IZM97B, 3-pole, 2000 A, fixed PXR20 , 66kA | YC-301025 | 6518.8586
IZM97B3C-V25F | IZM97B, 3-pole, 2500 A, fixed PXR20 , 66kA | YC-301026 | 7232.6991
IZM97B3C-V32F | IZM97B, 3-pole, 3200 A, fixed PXR20 , 66kA | YC-301027 | 7452.538
MAGNUM ACB 3200A Frame 3P 85KA PXR20
IZM97N3C-V08F | IZM97N, 3-pole, 800 A, fixed PXR20 , 85kA | YC-301028 | 6967.7017
IZM97N3C-V10F | IZM97N, 3-pole, 1000 A, fixed PXR20 , 85kA | YC-301029 | 7102.5785
IZM97N3C-V12F | IZM97N, 3-pole, 1250 A, fixed PXR20 , 85kA | YC-301030 | 7286.705
IZM97N3C-V16F | IZM97N, 3-pole, 1600 A, fixed PXR20 , 85kA | YC-301031 | 7467.0071
IZM97N3C-V20F | IZM97N, 3-pole, 2000 A, fixed PXR20 , 85kA | YC-301032 | 7914.8241
IZM97N3C-V25F | IZM97N, 3-pole, 2500 A, fixed PXR20 , 85kA | YC-301033 | 8463.8455
IZM97N3C-V32F | IZM97N, 3-pole, 3200 A, fixed PXR20 , 85kA | YC-301034 | 8840.3066
MAGNUM ACB 4000A Frame 3P 66KA PXR20,WITHDRAWABLE PART
IZM97B3C-V08W | IZM97B, 3-pole, 800 A, withdrawable PXR20 , 66kA | YC-301105 | 6210.0691
IZM97B3C-V10W | IZM97B, 3-pole, 1000 A, withdrawable PXR20 , 66kA | YC-301106 | 6327.6049
IZM97B3C-V12W | IZM97B, 3-pole, 1250 A, withdrawable PXR20 , 66kA | YC-301107 | 6464.3789
IZM97B3C-V16W | IZM97B, 3-pole, 1600 A, withdrawable PXR20 , 66kA | YC-301108 | 6595.6563
IZM97B3C-V20W | IZM97B, 3-pole, 2000 A, withdrawable PXR20 , 66kA | YC-301109 | 6871.8609
IZM97B3C-V25W | IZM97B, 3-pole, 2500 A, withdrawable PXR20 , 66kA | YC-301110 | 7761.5787
IZM97B3C-V32W | IZM97B, 3-pole, 3200 A, withdrawable PXR20 , 66kA | YC-301111 | 7977.7786
IZM97B3C-V40W | IZM97B, 3-pole, 4000 A, withdrawable PXR20 , 66kA | YC-301112 | 8699.4834
MAGNUM ACB 4000A Frame 3P 85KA PXR20,WITHDRAWABLE PART
IZM97N3C-V08W | IZM97N, 3-pole, 800 A, withdrawable PXR20 , 85kA | YC-301113 | 7667.7699
IZM97N3C-V10W | IZM97N, 3-pole, 1000 A, withdrawable PXR20 , 85kA | YC-301114 | 7756.2653
IZM97N3C-V12W | IZM97N, 3-pole, 1250 A, withdrawable PXR20 , 85kA | YC-301115 | 7890.3826
IZM97N3C-V16W | IZM97N, 3-pole, 1600 A, withdrawable PXR20 , 85kA | YC-301116 | 8017.171
IZM97N3C-V20W | IZM97N, 3-pole, 2000 A, withdrawable PXR20 , 85kA | YC-301117 | 8198.7423
IZM97N3C-V25W | IZM97N, 3-pole, 2500 A, withdrawable PXR20 , 85kA | YC-301118 | 9059.5113
IZM97N3C-V32W | IZM97N, 3-pole, 3200 A, withdrawable PXR20 , 85kA | YC-301119 | 9235.5861
IZM97N3C-V40W | IZM97N, 3-pole, 4000 A, withdrawable PXR20 , 85kA | YC-301120 | 10536.8167
MAGNUM ACB 3200A Frame 3P 66KA PXR25,FIXED
IZM97B3C-U08F | IZM97B, 3-pole, 800 A, fixed PXR25 , 66kA | YC-301042 | 7032.062
IZM97B3C-U10F | IZM97B, 3-pole, 1000 A, fixed PXR25 , 66kA | YC-301043 | 7227.9412
IZM97B3C-U12F | IZM97B, 3-pole, 1250 A, fixed PXR25 , 66kA | YC-301044 | 7619.6995
IZM97B3C-U16F | IZM97B, 3-pole, 1600 A, fixed PXR25 , 66kA | YC-301045 | 7815.5787
IZM97B3C-U20F | IZM97B, 3-pole, 2000 A, fixed PXR25 , 66kA | YC-301046 | 8207.337
IZM97B3C-U25F | IZM97B, 3-pole, 2500 A, fixed PXR25 , 66kA | YC-301047 | 8794.9745
IZM97B3C-U32F | IZM97B, 3-pole, 3200 A, fixed PXR25 , 66kA | YC-301048 | 8990.8537
MAGNUM ACB 3200A Frame 3P 85KA PXR25,FIXED
IZM97N3C-U08F | IZM97N, 3-pole, 800 A, fixed PXR25 , 85kA | YC-301049 | 7847.479
IZM97N3C-U10F | IZM97N, 3-pole, 1000 A, fixed PXR25 , 85kA | YC-301050 | 8060.1478
IZM97N3C-U12F | IZM97N, 3-pole, 1250 A, fixed PXR25 , 85kA | YC-301051 | 8411.0514
IZM97N3C-U16F | IZM97N, 3-pole, 1600 A, fixed PXR25 , 85kA | YC-301052 | 8621.8547
IZM97N3C-U20F | IZM97N, 3-pole, 2000 A, fixed PXR25 , 85kA | YC-301053 | 9008.5761
IZM97N3C-U25F | IZM97N, 3-pole, 2500 A, fixed PXR25 , 85kA | YC-301054 | 9624.1963
IZM97N3C-U32F | IZM97N, 3-pole, 3200 A, fixed PXR25 , 85kA | YC-301055 | 9829.4031
MAGNUM ACB 4000A Frame 3P 66KA PXR25,WITHDAWABLE
IZM97B3C-U08W | IZM97B, 3-pole, 800 A, withdrawable PXR25 , 66kA | YC-301129 | 7127.27
IZM97B3C-U10W | IZM97B, 3-pole, 1000 A, withdrawable PXR25 , 66kA | YC-301130 | 7310.4903
IZM97B3C-U12W | IZM97B, 3-pole, 1250 A, withdrawable PXR25 , 66kA | YC-301131 | 7676.9309
IZM97B3C-U16W | IZM97B, 3-pole, 1600 A, withdrawable PXR25 , 66kA | YC-301132 | 7860.1512
IZM97B3C-U20W | IZM97B, 3-pole, 2000 A, withdrawable PXR25 , 66kA | YC-301133 | 8226.5918
IZM97B3C-U25W | IZM97B, 3-pole, 2500 A, withdrawable PXR25 , 66kA | YC-301134 | 8776.2527
IZM97B3C-U32W | IZM97B, 3-pole, 3200 A, withdrawable PXR25 , 66kA | YC-301135 | 9407.4467
IZM97B3C-U40W | IZM97B, 3-pole, 4000 A, withdrawable PXR25 , 66kA | YC-301136 | 9875.5746
MAGNUM ACB 4000A Frame 3P 85KA PXR25,WITHDAWABLE
IZM97N3C-U08W | IZM97N, 3-pole, 800 A, withdrawable PXR25 , 85kA | YC-301137 | 8480.1687
IZM97N3C-U10W | IZM97N, 3-pole, 1000 A, withdrawable PXR25 , 85kA | YC-301138 | 9117.7754
IZM97N3C-U12W | IZM97N, 3-pole, 1250 A, withdrawable PXR25 , 85kA | YC-301139 | 9330.311
IZM97N3C-U16W | IZM97N, 3-pole, 1600 A, withdrawable PXR25 , 85kA | YC-301140 | 9452.3357
IZM97N3C-U20W | IZM97N, 3-pole, 2000 A, withdrawable PXR25 , 85kA | YC-301141 | 9599.828
IZM97N3C-U25W | IZM97N, 3-pole, 2500 A, withdrawable PXR25 , 85kA | YC-301142 | 10631.5416
IZM97N3C-U32W | IZM97N, 3-pole, 3200 A, withdrawable PXR25 , 85kA | YC-301143 | 10935.5041
IZM97N3C-U40W | IZM97N, 3-pole, 4000 A, withdrawable PXR25 , 85kA | YC-301144 | 12271.7298
MAGNUM ACB 3200A Frame 4P 66KA PXR20,FIXED
IZM97B4C-V08F | IZM97B, 4-pole, 800 A, fixed PXR20 , 66kA | YC-301198 | 6917.3328
IZM97B4C-V10F | IZM97B, 4-pole, 1000 A, fixed PXR20 , 66kA | YC-301199 | 7141.1947
IZM97B4C-V12F | IZM97B, 4-pole, 1250 A, fixed PXR20 , 66kA | YC-301200 | 7608.9688
IZM97B4C-V16F | IZM97B, 4-pole, 1600 A, fixed PXR20 , 66kA | YC-301201 | 7826.9908
IZM97B4C-V20F | IZM97B, 4-pole, 2000 A, fixed PXR20 , 66kA | YC-301202 | 8263.0348
IZM97B4C-V25F | IZM97B, 4-pole, 2500 A, fixed PXR20 , 66kA | YC-301203 | 8932.0899
IZM97B4C-V32F | IZM97B, 4-pole, 3200 A, fixed PXR20 , 66kA | YC-301204 | 9135.123
MAGNUM ACB 3200A Frame 4P 85KA PXR20,FIXED
IZM97N4C-V08F | IZM97N, 4-pole, 800 A, fixed PXR20 , 85kA | YC-301205 | 7821.3085
IZM97N4C-V10F | IZM97N, 4-pole, 1000 A, fixed PXR20 , 85kA | YC-301206 | 8066.4906
IZM97N4C-V12F | IZM97N, 4-pole, 1250 A, fixed PXR20 , 85kA | YC-301207 | 8251.9095
IZM97N4C-V16F | IZM97N, 4-pole, 1600 A, fixed PXR20 , 85kA | YC-301208 | 8481.7677
IZM97N4C-V20F | IZM97N, 4-pole, 2000 A, fixed PXR20 , 85kA | YC-301209 | 8941.4841
IZM97N4C-V25F | IZM97N, 4-pole, 2500 A, fixed PXR20 , 85kA | YC-301210 | 9401.2006
IZM97N4C-V32F | IZM97N, 4-pole, 3200 A, fixed PXR20 , 85kA | YC-301211 | 9860.917
MAGNUM ACB 4000A Frame 4P 66KA PXR20,WITHDRAWABLE
IZM97B4C-V08W | IZM97B, 4-pole, 800 A, withdrawable PXR20 , 66kA | YC-301282 | 7258.9655
IZM97B4C-V10W | IZM97B, 4-pole, 1000 A, withdrawable PXR20 , 66kA | YC-301283 | 7473.0943
IZM97B4C-V12W | IZM97B, 4-pole, 1250 A, withdrawable PXR20 , 66kA | YC-301284 | 8115.4807
IZM97B4C-V16W | IZM97B, 4-pole, 1600 A, withdrawable PXR20 , 66kA | YC-301285 | 8329.6094
IZM97B4C-V20W | IZM97B, 4-pole, 2000 A, withdrawable PXR20 , 66kA | YC-301286 | 8757.867
IZM97B4C-V25W | IZM97B, 4-pole, 2500 A, withdrawable PXR20 , 66kA | YC-301287 | 9186.1245
IZM97B4C-V32W | IZM97B, 4-pole, 3200 A, withdrawable PXR20 , 66kA | YC-301288 | 9871.9102
IZM97B4C-V40W | IZM97B, 4-pole, 4000 A, withdrawable PXR20 , 66kA | YC-301289 | 10685.026
MAGNUM ACB 4000A Frame 4P 85KA PXR20,WITHDRAWABLE
IZM97N4C-V08W | IZM97N, 4-pole, 800 A, withdrawable PXR20 , 85kA | YC-301290 | 8184.8176
IZM97N4C-V10W | IZM97N, 4-pole, 1000 A, withdrawable PXR20 , 85kA | YC-301291 | 8419.3396
IZM97N4C-V12W | IZM97N, 4-pole, 1250 A, withdrawable PXR20 , 85kA | YC-301292 | 8772.5883
IZM97N4C-V16W | IZM97N, 4-pole, 1600 A, withdrawable PXR20 , 85kA | YC-301293 | 9212.3171
IZM97N4C-V20W | IZM97N, 4-pole, 2000 A, withdrawable PXR20 , 85kA | YC-301294 | 9652.0458
IZM97N4C-V25W | IZM97N, 4-pole, 2500 A, withdrawable PXR20 , 85kA | YC-301295 | 10091.7746
IZM97N4C-V32W | IZM97N, 4-pole, 3200 A, withdrawable PXR20 , 85kA | YC-301296 | 10311.6389
IZM97N4C-V40W | IZM97N, 4-pole, 4000 A, withdrawable PXR20 , 85kA | YC-301297 | 11850.6895
MAGNUM ACB 3200A Frame 4P 66KA PXR25,FIXED
IZM97B4C-U08F | IZM97B, 4-pole, 800 A, fixed PXR25 , 66kA | YC-301219 | 9432.1814
IZM97B4C-U10F | IZM97B, 4-pole, 1000 A, fixed PXR25 , 66kA | YC-301220 | 9652.0458
IZM97B4C-U12F | IZM97B, 4-pole, 1250 A, fixed PXR25 , 66kA | YC-301221 | 10311.6389
IZM97B4C-U16F | IZM97B, 4-pole, 1600 A, fixed PXR25 , 66kA | YC-301222 | 10531.5033
IZM97B4C-U20F | IZM97B, 4-pole, 2000 A, fixed PXR25 , 66kA | YC-301223 | 10971.232
IZM97B4C-U25F | IZM97B, 4-pole, 2500 A, fixed PXR25 , 66kA | YC-301224 | 11410.9608
IZM97B4C-U32F | IZM97B, 4-pole, 3200 A, fixed PXR25 , 66kA | YC-301225 | 11850.6895
MAGNUM ACB 3200A Frame 4P 85KA PXR25,FIXED
IZM97N4C-U08F | IZM97N, 4-pole, 800 A, fixed PXR25 , 85kA | YC-301226 | 10090.7752
IZM97N4C-U10F | IZM97N, 4-pole, 1000 A, fixed PXR25 , 85kA | YC-301227 | 10320.6334
IZM97N4C-U12F | IZM97N, 4-pole, 1250 A, fixed PXR25 , 85kA | YC-301228 | 11010.208
IZM97N4C-U16F | IZM97N, 4-pole, 1600 A, fixed PXR25 , 85kA | YC-301229 | 11240.0662
IZM97N4C-U20F | IZM97N, 4-pole, 2000 A, fixed PXR25 , 85kA | YC-301230 | 11699.7826
IZM97N4C-U25F | IZM97N, 4-pole, 2500 A, fixed PXR25 , 85kA | YC-301231 | 12159.499
IZM97N4C-U32F | IZM97N, 4-pole, 3200 A, fixed PXR25 , 85kA | YC-301232 | 12619.2154
MAGNUM ACB 4000A Frame 4P 66KA PXR25,WITHDRAWABLE
IZM97B4C-U08W | IZM97B, 4-pole, 800 A, withdrawable PXR25 , 66kA | YC-301306 | 10091.7746
IZM97B4C-U10W | IZM97B, 4-pole, 1000 A, withdrawable PXR25 , 66kA | YC-301307 | 10311.6389
IZM97B4C-U12W | IZM97B, 4-pole, 1250 A, withdrawable PXR25 , 66kA | YC-301308 | 10971.232
IZM97B4C-U16W | IZM97B, 4-pole, 1600 A, withdrawable PXR25 , 66kA | YC-301309 | 11191.0964
IZM97B4C-U20W | IZM97B, 4-pole, 2000 A, withdrawable PXR25 , 66kA | YC-301310 | 11630.8251
IZM97B4C-U25W | IZM97B, 4-pole, 2500 A, withdrawable PXR25 , 66kA | YC-301311 | 12070.5539
IZM97B4C-U32W | IZM97B, 4-pole, 3200 A, withdrawable PXR25 , 66kA | YC-301312 | 12510.2826
IZM97B4C-U40W | IZM97B, 4-pole, 4000 A, withdrawable PXR25 , 66kA | YC-301313 | 13169.8757
MAGNUM ACB 4000A Frame 4P 85KA PXR25,WITHDRAWABLE
IZM97N4C-U08W | IZM97N, 4-pole, 800 A, withdrawable PXR25 , 85kA | YC-301314 | 10780.3498
IZM97N4C-U10W | IZM97N, 4-pole, 1000 A, withdrawable PXR25 , 85kA | YC-301315 | 11010.208
IZM97N4C-U12W | IZM97N, 4-pole, 1250 A, withdrawable PXR25 , 85kA | YC-301316 | 11929.6408
IZM97N4C-U16W | IZM97N, 4-pole, 1600 A, withdrawable PXR25 , 85kA | YC-301317 | 12159.499
IZM97N4C-U20W | IZM97N, 4-pole, 2000 A, withdrawable PXR25 , 85kA | YC-301318 | 12849.0736
IZM97N4C-U25W | IZM97N, 4-pole, 2500 A, withdrawable PXR25 , 85kA | YC-301319 | 13308.79
IZM97N4C-U32W | IZM97N, 4-pole, 3200 A, withdrawable PXR25 , 85kA | YC-301320 | 13768.5064
IZM97N4C-U40W | IZM97N, 4-pole, 4000 A, withdrawable PXR25 , 85kA | YC-301321 | 14228.2228
MAGNUM ACB SWITCH 3200A Frame 3P 66KA ,FIXED
IN97B3C-08F | IN97B, 3-pole, 800 A, fixed , 66kA | YC-302001 | 4804.0365
IN97B3C-10F | IN97B, 3-pole, 1000 A, fixed , 66kA | YC-302002 | 5033.8947
IN97B3C-12F | IN97B, 3-pole, 1250 A, fixed , 66kA | YC-302003 | 5263.7529
IN97B3C-16F | IN97B, 3-pole, 1600 A, fixed , 66kA | YC-302004 | 5723.4693
IN97B3C-20F | IN97B, 3-pole, 2000 A, fixed , 66kA | YC-302005 | 6183.1857
IN97B3C-25F | IN97B, 3-pole, 2500 A, fixed , 66kA | YC-302006 | 6642.9021
IN97B3C-32F | IN97B, 3-pole, 3200 A, fixed , 66kA | YC-302007 | 6872.7603
MAGNUM ACB SWITCH 4000A Frame 3P 66KA ,WITHDRAWABLE
IN97B3C-08W | IN97B, 3-pole, 800 A, withdrawable , 66kA | YC-302029 | 5493.6111
IN97B3C-10W | IN97B, 3-pole, 1000 A, withdrawable , 66kA | YC-302030 | 5723.4693
IN97B3C-12W | IN97B, 3-pole, 1250 A, withdrawable , 66kA | YC-302031 | 5953.3275
IN97B3C-16W | IN97B, 3-pole, 1600 A, withdrawable , 66kA | YC-302032 | 6413.0439
IN97B3C-20W | IN97B, 3-pole, 2000 A, withdrawable , 66kA | YC-302033 | 6872.7603
IN97B3C-25W | IN97B, 3-pole, 2500 A, withdrawable , 66kA | YC-302034 | 7332.4767
IN97B3C-32W | IN97B, 3-pole, 3200 A, withdrawable , 66kA | YC-302035 | 7562.3349
IN97B3C-40W | IN97B, 3-pole, 4000 A, withdrawable , 66kA | YC-302036 | 8711.6259
MAGNUM ACB SWITCH 3200A Frame 4P 66KA ,FIXED
IN97B4C-08F | IN97B, 4-pole, 800 A, fixed , 66kA | YC-302015 | 6413.0439
IN97B4C-10F | IN97B, 4-pole, 1000 A, fixed , 66kA | YC-302016 | 6642.9021
IN97B4C-12F | IN97B, 4-pole, 1250 A, fixed , 66kA | YC-302017 | 6872.7603
IN97B4C-16F | IN97B, 4-pole, 1600 A, fixed , 66kA | YC-302018 | 7332.4767
IN97B4C-20F | IN97B, 4-pole, 2000 A, fixed , 66kA | YC-302019 | 7792.1931
IN97B4C-25F | IN97B, 4-pole, 2500 A, fixed , 66kA | YC-302020 | 8251.9095
IN97B4C-32F | IN97B, 4-pole, 3200 A, fixed , 66kA | YC-302021 | 8481.7677
MAGNUM ACB SWITCH 3200A Frame 4P 66KA ,WITHDRAWABLE
IN97B4C-08W | IN97B, 4-pole, 800 A, withdrawable , 66kA | YC-302045 | 7102.6185
IN97B4C-10W | IN97B, 4-pole, 1000 A, withdrawable , 66kA | YC-302046 | 7332.4767
IN97B4C-12W | IN97B, 4-pole, 1250 A, withdrawable , 66kA | YC-302047 | 7562.3349
IN97B4C-16W | IN97B, 4-pole, 1600 A, withdrawable , 66kA | YC-302048 | 8022.0513
IN97B4C-20W | IN97B, 4-pole, 2000 A, withdrawable , 66kA | YC-302049 | 8481.7677
IN97B4C-25W | IN97B, 4-pole, 2500 A, withdrawable , 66kA | YC-302050 | 8941.4841
IN97B4C-32W | IN97B, 4-pole, 3200 A, withdrawable , 66kA | YC-302051 | 9171.3424
IN97B4C-40W | IN97B, 4-pole, 4000 A, withdrawable , 66kA | YC-302052 | 10320.6334
IZM97 CASSETTE (4000A FRAME)
IZMC2-CAS323-2000 | Cassette 2000A 3P, IZM97 | YC-500076 | 2039.959
IZMC2-CAS324-2000 | Cassette 2000A 4P, IZM97 | YC-500062 | 2250.264
IZMC2-CAS323-2500 | Cassette 2500A 3P, IZM97 | YC-500151 | 2460.5691
IZMC2-CAS324-2500 | Cassette 2500A 4P, IZM97 | YC-500152 | 2670.8741
IZMC2-CAS323-3200 | Cassette 3200A 3P, IZM97 | YC-500077 | 2881.1792
IZMC2-CAS324-3200 | Cassette 3200A 4P, IZM97 | YC-500063 | 3091.4842
IZMC2-CAS-E403 | Cassette 4000A 3P, IZM97 | YC-500078 | 4731.8636
IZMC2-CAS-E404 | Cassette 4000A 4P, IZM97 | YC-500065 | 5783.3888
SHUNT TRIP
IZMC2-ST24DC | Shunt trip 24 VDC | YC-500006 | 250.263
IZMC2-ST48DC | Shunt trip 48 VDC | YC-500007 | 250.263
IZMC2-ST110AD | Shunt trip 110 VAC/DC | YC-500008 | 250.263
IZMC2-ST230AD | Shunt trip 230 VAC/DC | YC-500009 | 250.263
MOTOR OPERATOR
IZMC2-M24DC | Motor operator 24 VDC | YC-500027 | 1382.0741
IZMC2-M48DC | Motor operator 48 VDC | YC-500028 | 1382.0741
IZMC2-M110AC | Motor operator 110 VAC | YC-500031 | 1382.0741
IZMC2-M230AC | Motor operator 230 VAC | YC-500032 | 1382.0741
SHUNT RELEASE (CLOSING COIL)
IZMC2-SR24DC | Spring release 24 VDC | YC-500001 | 238.3457
IZMC2-SR48DC | Spring release 48 VDC | YC-500002 | 238.3457
IZMC2-SR110AD | Spring release 110 VAC/DC | YC-500003 | 238.3457
IZMC2-SR230AD | Spring release 230 VAC/DC | YC-500004 | 238.3457
UNDER VOLTAGE RELEASE
IZMC2-UVR24DC | Undervoltage release 24 VDC | YC-500011 | 238.3457
IZMC2-UVR48DC | Undervoltage release 48 VDC | YC-500013 | 238.3457
IZMC2-UVR110AC | Undervoltage release 110 VAC | YC-500016 | 238.3457
IZMC2-UVR230AC | Undervoltage release 230 VAC | YC-500017 | 238.3457
mechanical interlocka- order one interlock kit per ACB (type2 needs 1 cable), (type 31 needs 2 cables), (type 32 needs 3 cables), (type 33 needs 3 cables)
IZMC2-MIL2C-F | Mechan. interlock type 2 cable, fixed | YC-500139 | 802.5241
IZMC2-MIL31C-F | Mechan. interlock type 31 cable, fixed | YC-500140 | 1036.5936
IZMC2-MIL32C-F | Mechan. interlock type 32 cable, fixed | YC-500141 | 1136.9091
IZMC2-MIL33C-F | Mechan. interlock type 33 cable, fixed | YC-500142 | 1170.3476
IZMC2-MIL2C-W | Mechan. interlock type 2 cable, drawout | YC-500143 | 735.6471
IZMC2-MIL31C-W | Mechan. interlock type 31 cable, drawout | YC-500144 | 936.2781
IZMC2-MIL32C-W | Mechan. interlock type 32 cable, drawout | YC-500145 | 1070.0321
IZMC2-MIL33C-W | Mechan. interlock type 33 cable, drawout | YC-500146 | 1103.4706
IZMC2-MIL-CAB1520 | Cable kit 1520mm for mechan. Interlock | YC-500147 | 531.7953
IZMC2-MIL-CAB1830 | Cable kit 1830mm for mechan. Interlock | YC-500148 | 541.5714
IZMC2-MIL-CAB2440 | Cable kit 2440mm for mechan. Interlock | YC-500149 | 549.1351
IZMC2-MIL-CAB3050 | Cable kit 3050mm for mechan. Interlock | YC-500150 | 606.5312
GROUND FAULT OPTION
+IZMC2-PXRV-G | PXR20, LSIG, Groundfault | YC-300057 | 609.8846
IZMC2-CT40-N-2 | Current Sensor N, IZM97 | YC-500102 | 695.8443
AUXILIARY CONTANTS
IZMC2-LCS | Latch check switch (LCS/HIB), 1CO | YC-500037 | 147.2135
IZMC2-LCS-SR | Latch check switch, wired to SR, 1CO | YC-500036 | 147.2135
IZMC2-AS44-2 | ON-OFF Auxiliary switch, 4a/4b | YC-500034 | 147.2135
IZMC2-OTS | Overcurrent trip switch (OTS/HIA), 2CO | YC-500038 | 168.244
IZMC2-RA | Reset, Automatic | YC-500043 | 208.3021
PAD LOCKING
IZMC2-PLPC-M | Padlockable pushbutton cover, metal | YC-500045 | 235.8071
IZMC2-PLPC-P | Padlockable pushbutton cover, plastic | YC-500044 | 115.1982
IZMC2-1L1K | Padlockable pushbutton cover, OFF | YC-500125 | 420.6101
IZMC2-OC | Operations counter | YC-500039 | 252.3661
COMMUNICATION MODULES
IZMC2-MCAM-2 | Communication module MODBUS | YC-500119 | 2082.02
IZMC2-PCAM-2 | Communication module PROFIBUS | YC-500120 | 2712.9351
AUXILIARY TERMINAL BLOCKS
IZMC2-SEC-TB8-W-2 | Secondary double Terminal Block Kit-8, d/o | YC-500103 | 231.3356
IZMC2-SEC-TB20-W-2 | Secondary double Terminal Block Kit-20, d/o | YC-500104 | 462.6711
IZMC2-SEC-TB8-F-2 | Secondary double Terminal Block Kit-8, fix | YC-500106 | 210.305
IZMC2-SEC-TB20-F-2 | Secondary double Terminal Block Kit-20, fix | YC-500107 | 420.6101
MISCELLANEOUS ACCESSORIES
IZMC2-CS4MB | Position indicator contact (d/o), 4 CO | YC-500122 | 525.7626

## PL-SWITCHES
Reference | Description | OrderNumber | UP
Control Rotary Switches
T0-3-15423/E | Changeoverswitches, Contacts: 6, 20 A, front plate: 2-0-1, 45 °, maintained, flush mounting | 34109 | 56.6823
T0-3-8007/E | Voltmeter SS Contacts: 6, 20 A, 3 x PP, 3 xPN, front plate: P/P-0-P/N, 45 °, maintained | 95813 | 60.2812
T0-3-8048/E | Ammeter SS, Contacts: 6, 20 A, 3 converters, front plate: L3-0-L1-L2, 90 °, maintained | 34116 | 60.2812
T0-5-8281/E | Step switches, Contacts: 9, 20 A, front plate: 0-1-2-3, 45 °, 3 steps, 45°, maintained | 48344 | 85.7703
Rotary Switch Disconnector Flush mounted
P1-32/EA/SVB | Safety switch, 3 pole, 32 A, Emergency-Stop function, Lockable in the 0 (Off) position, flush mount | 81438 | 76.1476
P1-32/EA/SVB-SW/HI11 | safety switch, 3 pole + 1 N/O + 1 N/C, 32 A, STOP function, Lockable in the 0 (Off) position, flush mount | 12772 | 98.3828
P3-63/EA/SVB | Safety switch, 3 pole, 63 A, Emergency-Stop function, Lockable in the 0 (Off) position, flush mount | 31607 | 136.7625
P3-100/EA/SVB | Safety switch, 3 pole, 100 A, Emergency-Stop function, Lockable in the 0 (Off) position, flush mount | 74320 | 188.2692
Rotary Switch Disconnector -DIN Rail single Through
P1-32/IVS | On-Off switch, 3P, 32 A, DIN Rail Mounting | 93303 | 57.9902
P1-32/IVS/HI11 | On-Off switch, 3P+1NO+1 NC, 32 A, DIN Rail Mounting | 69728 | 79.458
P1-32/IVS/N | On-Off switch, 3P+N, 32 A, DIN Rail Mounting | 10402 | 72.9281
P1-32/IVS/N/HI11 | On-Off switch, 3P+N + 1 NO + 1 NC, 32 A, DIN Rail Mounting | 45999 | 93.6019
N-P1Z | Switched neutral for P1 switches | 652 | 14.6429
P3-63/IVS | On-Off switch, 3P, 63 A, Lockable in the 0 (Off) position, DIN Rail Mounting | 41099 | 95.8882
P3-63/IVS/HI11 | On-Off switch, 3P+1NO+1 NC, 63 A, DIN Rail Mounting | 81593 | 117.201
P3-63/IVS/N | On-Off switch, 3P+N, 63 A, Lockable in the 0 (Off) position, DIN Rail Mounting | 22267 | 120.2653
P3-63/IVS/N/HI11 | On-Off switch, 3P+N + 1 NO + 1 NC, 63 A, DIN Rail Mounting | 55491 | 140.5288
P3-100/IVS | On-Off switch, 3P, 100 A, Lockable in the 0 (Off) position, DIN Rail Mounting | 81439 | 142.7957
P3-100/IVS/HI11 | On-Off switch, 3P+1NO+1 NC, 100 A, DIN Rail Mounting | 91085 | 166.2785
P3-100/IVS/N | On-Off switch, 3P+N, 100 A, Lockable in the 0 (Off) position, DIN Rail Mounting | 34132 | 167.5865
P3-100/IVS/N/HI11 | On-Off switch, 3P+N+1NO+1NC, 100 A, DIN Rail Mounting | 67356 | 188.7538
N-P3Z | Switched neutral for P3 switches | 64805 | 25.2236
HI11-P1/P3Z | Auxiliary contacts P1/P3 Switches | 62031 | 22.0116
Rotary Switch Disconnector -DIN Rail Double through
DMM-125/3 | DIN Rail industrial Switch Dumeco,with mounted knob, 125 A 3P | 6093344 | 243.7785
DMM-125/4 | DIN Rail industrial Switch Dumeco,with mounted knob, 125 A 4P | 1314211 | 306.9934
DMM-160/3 | DIN Rail industrial Switchr Dumeco,with mounted knob, 160 A 3P | 6093347 | 268.1564
DMM-160/4 | DIN Rail industrial Switchr Dumeco,with mounted knob, 160 A 4P | 6093346 | 321.7876
DMM-125/3/M4/P-G | DIN Rail industrial Switchr Dumeco,with mounted knob, 125 A 3P,Shaft 400mm+handle | 6096804 | 359.1205
DMM-125/4/M4/P-G | DIN Rail industrial Switchr Dumeco,with mounted knob, 125 A 4P,Shaft 400mm+handle | 6096805 | 325.1363
DMM-160/3/M4/P-G | DIN Rail industrial Switchr Dumeco,with mounted knob, 160 A 3P,Shaft 400mm+handle | 6096806 | 368.7307
DMM-160/4/M4/P-G | DIN Rail industrial Switchr Dumeco,with mounted knob, 160 A 4P,Shaft 400mm+handle | 6096807 | 348.3866
DMV-250N/3+SH | Surface Mounted Industrial Switch Dumeco 250 A 3P with handle | 1814420 | 487.3443
DMV-400N/3+SH | Surface Mounted Industrial Switch Dumeco 400 A 3P with handle | 1814423 | 851.8564
DMV-630N/3+SH | Surface Mounted Industrial Switch Dumeco 630 A 3P with handle | 1814448 | 1296.386
DMV-1000N/3+SH | Surface Mounted Industrial Switch Dumeco 1000 A 3P with handle | 1814451 | 2027.6325
DMV-250N/3 | Surface Mounted Industrial Switch Dumeco 250 A 3P without operating shaft and handle | 1814408 | 429.1815
DMV-400N/3 | Surface Mounted Industrial Switch Dumeco 400 A 3P without operating shaft and handle | 1814411 | 713.1841
DMV-630N/3 | Surface Mounted Industrial Switch Dumeco 630 A 3P without operating shaft and handle | 1814442 | 1096.5238
DMV-1000N/3 | Surface Mounted Industrial Switch Dumeco 1000 A 3P without operating shaft and handle | 1814445 | 1985.4803
DMV-1250N/3 | Surface Mounted Industrial Switch Dumeco 1250 A 3P without operating shaft and handle | 1814590 | 2875.5412
DMV-1600N/3 | Surface Mounted Industrial Switch Dumeco 1600 A 3P without operating shaft and handle | 1814595 | 2961.3155
DMV-2000N/3 | Surface Mounted Industrial Switch Dumeco 2000 A 3P without operating shaft and handle | 1814065 | 3759.0727
DMV-250N/4+SH | Surface Mounted Industrial Switch Dumeco 250 A 4P with handle | 1814422 | 545.9428
DMV-400N/4+SH | Surface Mounted Industrial Switch Dumeco 400 A 4P with handle | 1814425 | 883.9399
DMV-630N/4+SH | Surface Mounted Industrial Switch Dumeco 630 A 4P with handle | 1814450 | 1377.2933
DMV-1000N/4+SH | Surface Mounted Industrial Switch Dumeco 1000 A 4P with handle | 1814453 | 2169.7825
DMV-250N/4 | Surface Mounted Industrial Switch Dumeco 250 A 4P | 1814410 | 457.7328
DMV-400N/4 | Surface Mounted Industrial Switch Dumeco 400 A 4P | 1814413 | 751.3509
DMV-630N/4 | Surface Mounted Industrial Switch Dumeco 630 A 4P | 1814444 | 1137.9891
DMV-1000N/4 | Surface Mounted Industrial Switch Dumeco 1000 A 4P | 1814447 | 2062.5577
DMV-1250N/4 | Surface Mounted Industrial Switch Dumeco 1250 A 4P | 1814592 | 2820.3598
DMV-1600N/4 | Surface Mounted Industrial Switch Dumeco 1600 A 4P | 1814597 | 2956.3464
DMV-2500/4/M6/2HI11/K6-PG | Surface Mounted Industrial Switch Dumeco 2500A 4P + Shaft 300 mm + K6D Handle Grey | 6093242 | 7439.5981
DMV-2500/3/M6/2HI11/K6-PG | Surface Mounted Industrial Switch Dumeco 2500A 3P + Shaft 300 mm + K6D Handle Grey | 6093244 | 6485.5019
DMV-3150/4/M6/2HI11/K6-PG | Surface Mounted Industrial Switch Dumeco 3150A 4P + Shaft 300 mm + K6D Handle Grey | 6084846 | 7439.5981
DMV-3150/3/M6/2HI11/K6-PG | Surface Mounted Industrial Switch Dumeco 3150A 3P + Shaft 300 mm + K6D Handle Grey | 6084848 | 6485.5019
Chnagover Switches
QM40/3N | Changeover switch without handle, 2x4p, 40A | 1319970 | 218.2359
QM63/3 | Changeover switch without handle, 3p, 63A | 1319807 | 259.6638
QM63/3N | Changeover switch without handle, 2x4p, 63A | 1319915 | 312.4702
QM100/3 | Changeover switch without handle,2x3p, 100A | 1319815 | 447.7448
QM100/3N | Changeover switch without handle, 2x4p, 100A | 1319916 | 478.2872
Chaange Over mechanisms of DMV
CODMV160N | Change-Over Mechanism, for 2xDMVN160N | 1314314 | 198.3539
CODMVS160N/400N | Change-Over Mechanism, for DMV250N/400N | 1314884 | 407.3186
CODMV630N/1000N | Change-Over Mechanism, for DMV630N/1000N | 1314682 | 631.9493
CODMV1250/1600/2000A3P | Change-Over Mechanism, for 2xDMV1250N/1600N | 1314336 | 815.1194
Bridging Links for changeovered DMV's
SETDMV160N | Secondary terminal wire kit, through connection for DMV160N 4p | 1314320 | 177.1502
SETDMVS160N/250N | Secondary terminal wire kit, through connection for DMV 250N, 4P | 1314878 | 415.5097
SETDMV400N | Secondary terminal wire kit, through connection for DMV400N, 4p | 1314879 | 656.9425
SETDMV630N | Secondary terminal wire kit, through connection for DMV630N, 4p | 1314881 | 867.2266
SETDMV1000N | Secondary terminal wire kit, through connection for DMV1000N, 4p | 1314883 | 1264.4881
Multi pole switches
QM100/6 | Switch-disconnector without handle, 6p, 80A | 1319814 | 448.1675
QM100/6N2 | Switch-disconnector without handle, 8p, 80A | 1319905 | 504.849
QM63/6 | Switch-disconnector without handle, 6p, 50A | 1319806 | 259.6638
QM63/6N2 | Switch-disconnector without handle, 8p, 50A | 1319904 | 312.4702
Accessories for Switch Disconnectors
1050243 | Operating shaft 4K10 H400 DMV250/400 ,400mm | 1050243 | 38.7
1050247 | Operating Shaft 4K14 H400 DMV630/1000,400mm | 1050247 | 79.8197
1050250 | Operating shaft for DMV 1250N, 1600N and 2000N, 400mm | 1050250 | 146.9415
1818114 | Door mounting handle 10mm shaft/Blue (K10) | 1818114 | 298.6393
1818059 | Door mounting handle 14mm shaft/Blue (k14) | 1818059 | 377.4053
QMHANDLECO | Handle, 1-0-2, 2 switches, for QM Switches | 1319856 | 19.9953
1314300 | Auxiliary contact module 1NO+1NC For DMM | 1314300 | 43.2262
1314301 | Auxiliary contact module 2NO+2NC For DMM | 1314301 | 58.6296
1314736 | Auxiliary contact module 1NO+1NC For DMV | 1314736 | 50.1638

## PL-ENCLOSURES
Reference | Description | OrderNumber | UP
MINI consumer Box
MINI-2-T | Mini compact distribution board, 1-row 2 Mod, IP30 | 177071 | 21.3742
MINI-3-T | Mini compact distribution board, 1-row 3 Mod, IP30 | 177072 | 26.9015
MINI-4-T | Mini compact distribution board, 1-row 4 Mod, IP30 | 177073 | 32.6739
MINI-5-ST | Mini compact distribution board, 1-row 5 Mod, IP30 | 177074 | 40.3346
MINI-6-ST | Mini compact distribution board, 1-row 6 Mod, IP30 | 177075 | 48.7849
Compact Distribution Boxes xBoard BC
BC-U-1/5-ECO | Flush-mounted, transparent door, 1 row / 5 mod | 280352 | 20.1513
BC-U-1/8-ECO | Flush-mounted, transparent door, 1 row / 8 mod | 280353 | 29.0444
BC-U-1/12-ECO | Flush-mounted, transparent door, 1 row / 12 mod | 280354 | 35.2147
BC-U-1/18-ECO | Flush-mounted, transparent door, 1 row / 18 mod | 280355 | 59.9809
BC-U-2/24-ECO | Flush-mounted, transparent door, 2 row / 24 mod | 280356 | 73.1313
BC-U-2/36-ECO | Flush-mounted, transparent door, 2 row / 36 mod | 280357 | 116.9344
BC-U-3/36-ECO | Flush-mounted, transparent door, 3 row / 36 mod | 284641 | 125.6382
BC-O-1/5-ECO | Surface-mounted, transparent door, 1 row / 5 mod | 280345 | 21.0028
BC-O-1/8-ECO | Surface-mounted, transparent door, 1 row / 8 mod | 280346 | 29.0444
BC-O-1/12-ECO | Surface-mounted, transparent door, 1 row / 12 mod | 280347 | 35.2147
BC-O-1/18-ECO | Surface-mounted, transparent door, 1 row / 18 mod | 280348 | 59.9809
BC-O-2/24-ECO | Surface-mounted, transparent door, 2 row / 24 mod | 280349 | 73.1313
BC-O-2/36-ECO | Surface-mounted, transparent door, 2 row / 36 mod | 280350 | 116.9344
BC-O-3/36-ECO | Surface-mounted, transparent door, 3 row / 36 mod | 284640 | 130.1794
BC-O-3/54-ECO | Surface-mounted, transparent door, 3 row / 54 mod | 280351 | 199.9048
Xboard Row Type Distribution Enclosures
XBTPR1601FME | MCB Distribution Board 16MOD 1Row-Flush Type | XBTPR1601FME | 127.8397
XBTPR1602FME | MCB Distribution Board 16MOD 2Row-Flush Type | XBTPR1602FME | 165.131
XBTPR1603FME | MCB Distribution Board 16MOD 3Row-Flush Type | XBTPR1603FME | 213.0737
XBTPR1604FME | MCB Distribution Board 16MOD 4Row-Flush Type | XBTPR1604FME | 261.0164
XBTPR1605FME | MCB Distribution Board 16MOD 5Row-Flush Type | XBTPR1605FME | 338.2562
XBTPR1606FME | MCB Distribution Board 16MOD 6Row-Flush Type | XBTPR1606FME | 351.5648
XBTPR2403FME | MCB Distribution Board 24MOD 3Row-Flush Type | XBTPR2403FME | 314.4832
XBTPR2404FME | MCB Distribution Board 24MOD 4Row-Flush Type | XBTPR2404FME | 369.1901
XBTPR2405FME | MCB Distribution Board 24MOD 5Row-Flush Type | XBTPR2405FME | 424.6008
XBTPR2406FME | MCB Distribution Board 24MOD 6Row-Flush Type | XBTPR2406FME | 486.9038
XBTPR1601SME | MCB Distribution Board 16MOD 1Row-Surface Type | XBTPR1601S | 127.8397
XBTPR1602SME | MCB Distribution Board 16MOD 2Row-Surface Type | XBTPR1602S | 165.131
XBTPR1603SME | MCB Distribution Board 16MOD 3Row-Surface Type | XBTPR1603S | 213.0737
XBTPR1604SME | MCB Distribution Board 16MOD 4Row-Surface Type | XBTPR1604S | 261.0164
XBTPR1605SME | MCB Distribution Board 16MOD 5Row-Surface Type | XBTPR1605S | 338.2562
XBTPR1606SME | MCB Distribution Board 16MOD 6Row-Surface Type | XBTPR1606S | 360.9817
XBTPR2403SME | MCB Distribution Board 24MOD 3Row-Surface Type | XBTPR2403S | 314.4832
XBTPR2404SME | MCB Distribution Board 24MOD 4Row-Surface Type | XBTPR2404S | 369.1901
XBTPR2405SME | MCB Distribution Board 24MOD 5Row-Surface Type | XBTPR2405S | 424.6008
XBTPR2406SME | MCB Distribution Board 24MOD 6Row-Surface Type | XBTPR2406S | 486.9038
XBTPR1601FME-T | MCB Distribution Board 16MOD 1Row-Flush Type, Transparent Door | XBTPR1601F-T | 154.9999
XBTPR1602FME-T | MCB Distribution Board 16MOD 2Row-Flush Type, Transparent Door | XBTPR1602F-T | 213.1249
XBTPR1603FME-T | MCB Distribution Board 16MOD 3Row-Flush Type, Transparent Door | XBTPR1603F-T | 266.9443
XBTPR1604FME-T | MCB Distribution Board 16MOD 4Row-Flush Type, Transparent Door | XBTPR1604F-T | 325.0692
XBTPR1605FME-T | MCB Distribution Board 16MOD 5Row-Flush Type, Transparent Door | XBTPR1605F-T | 396.1109
XBTPR1601SME-T | MCB Distribution Board 16MOD 1Row-Surface Type, Transparent Door | XBTPR1601S-T | 154.9999
XBTPR1602SME-T | MCB Distribution Board 16MOD 2Row-Surface Type, Transparent Door | XBTPR1602S-T | 213.1249
XBTPR1603SME-T | MCB Distribution Board 16MOD 3Row-Surface Type, Transparent Door | XBTPR1603S-T | 266.9443
XBTPR1604SME-T | MCB Distribution Board 16MOD 4Row-Surface Type, Transparent Door | XBTPR1604S-T | 325.0692
XBTPR1605SME-T | MCB Distribution Board 16MOD 5Row-Surface Type, Transparent Door | XBTPR1605S-T | 396.1109
XBTPR2403FME-T | MCB Distribution Board 24MOD 3Row-Flush Type, Transparent door | XBTPR2403F-T | 454.0208
XBTPR2404FME-T | MCB Distribution Board 24MOD 4Row-Flush Type, Transparent door | XBTPR2404F-T | 532.9693
XBTPR2405FME-T | MCB Distribution Board 24MOD 5Row-Flush Type, Transparent door | XBTPR2405F-T | 592.2474
XBTPR2406FME-T | MCB Distribution Board 24MOD 6Row-Flush Type, Transparent door | XBTPR2406F-T | 690.9331
XBTPR2403SME-T | MCB Distribution Board 24MOD 3Row-Surface Type, Transparent door | XBTPR2403S-T | 454.0208
XBTPR2404SME-T | MCB Distribution Board 24MOD 4Row-Surface Type, Transparent door | XBTPR2404S-T | 532.9693
XBTPR2405SME-T | MCB Distribution Board 24MOD 5Row-Surface Type, Transparent door | XBTPR2405S-T | 592.2474
XBTPR2406SME-T | MCB Distribution Board 24MOD 6Row-Surface Type, Transparent door | XBTPR2406S-T | 690.9331
BFZ-TS-KL11 | N terminal kit, max. 63 A, 2 x 25 mm2 + 9 x 16 mm2 | 293629 | 10.374
KL-11 | Terminal blocks, KL 2x25mm2 + 9x16mm2 | 219725 | 20.727
Flat Distribution Boards xBoard BF - White Color
BF-O-2/48-C | Surface mount.flat distr.board compl. 24 mod / 2 row | 113685 | 474.9158
BF-O-3/72-C | Surface mount.flat distr.board compl. 24 mod / 3 row | 283031 | 488.9327
BF-O-4/96-C | Surface mount.flat distr.board compl. 24 mod / 4 row | 283032 | 531.6263
BF-O-5/120-C | Surface mount.flat distr.board compl. 24 mod / 5 row | 283033 | 577.7488
BF-O-6/144-C | Surface mount.flat distr.board compl. 24 mod / 6 row | 283034 | 648.5633
BF-O-4/132-C | Surface mount.flat distr.board compl. 33 mod / 4 row | 103091 | 652.1136
BF-O-5/165-C | Surface mount.flat distr.board compl. 33 mod / 5 row | 103092 | 722.0242
BF-O-6/198-C | Surface mount.flat distr.board compl. 33 mod / 6 row | 103093 | 816.4962
BF-OT-2/48-C | Surf.mount.flat distr.board Window 24 mod / 2 row | 113687 | 621.6638
BF-OT-3/72-C | Surf.mount.flat distr.board Window 24 mod / 3 row | 103103 | 666.4836
BF-OT-4/96-C | Surf.mount.flat distr.board Window 24 mod / 4 row | 103104 | 744.501
BF-OT-5/120-C | Surf.mount.flat distr.board Window 24 mod / 5 row | 103105 | 803.9601
BF-OT-6/144-C | Surf.mount.flat distr.board Window 24 mod / 6 row | 103106 | 909.9935
BF-OT-4/132-C | Surf.mount.flat distr.board Window 33 mod / 4 row | 103107 | 983.7786
BF-OT-5/165-C | Surf.mount.flat distr.board Window 33 mod / 5 row | 103108 | 1056.8452
BF-OT-6/198-C | Surf.mount.flat distr.board Window 33 mod / 6 row | 103109 | 1194.519
Flat Distribution Boards BF (2-step)
BF-U-2S-2/48-100 | Flush mount.flat distr.board compl. 48 mod / 2 row (2- step system) | 182464 | 417.5694
BF-U-2S-3/72-100 | Flush mount.flat distr.board compl. 72 mod / 3 row (2- step system) | 182465 | 483.5014
BF-U-2S-4/96-100 | Flush mount.flat distr.board compl. 96 mod / 4 row (2- step system) | 182466 | 593.3881
BF-U-2S-5/120-100 | Flush mount.flat distr.board compl. 120 mod / 5 row (2- step system) | 182467 | 637.3428
BF-U-2S-6/144-100 | Flush mount.flat distr.board compl. 120 mod / 6 row (2- step system) | 182468 | 725.2522
BF-U-2S-4/132-100 | Flush mount.flat distr.board compl. 132 mod / 4 row (2- step system) | 182469 | 681.2975
BF-U-2S-5/165-100 | Flush mount.flat distr.board compl. 165 mod / 5 row (2- step system) | 182470 | 747.2295
BF-U-2S-6/198-100 | Flush mount.flat distr.board compl. 198 mod / 6 row (2- step system) | 182471 | 813.1615
BF-UT-2S-2/48-100 | Flush mount.flat distr.board window 48 mod / 2 row (2- step system) | 182472 | 685.1415
BF-UT-2S-3/72-100 | Flush mount.flat distr.board window 72 mod / 3 row (2- step system) | 182473 | 763.349
BF-UT-2S-4/96-100 | Flush mount.flat distr.board window 96 mod / 4 row (2- step system) | 182474 | 838.6085
BF-UT-2S-5/120-100 | Flush mount.flat distr.board window 120 mod / 5 row (2- step system) | 182475 | 892.7122
BF-UT-2S-6/144-100 | Flush mount.flat distr.board window 120 mod / 6 row (2- step system) | 182476 | 1027.9717
BF-UT-2S-4/132-100 | Flush mount.flat distr.board window 132 mod / 4 row (2- step system) | 182477 | 973.8679
BF-UT-2S-5/165-100 | Flush mount.flat distr.board window 165 mod / 5 row (2- step system) | 182478 | 1055.0236
BF-UT-2S-6/198-100 | Flush mount.flat distr.board window 198 mod / 6 row (2- step system) | 182479 | 1390.283
LOCK-KLV | Lock kit for sheet steel door of KLV-UP (HW); common locking | 178930 | 22.996
BFZ-LOCK-61005 | Lock | 182484 | 47.1596
DV-KLV | Three-point turn-lock for KLV-UP (HW) | 178943 | 2.0248
BFZ-KTH-KSK | Support bracket for mounting the KSK-KLV terminal support | 182485 | 9.0915
KSK-KLV | Empty terminal support for combination plug-in terminal KSK | 178905 | 8.6235
BFZ-KTH-SK | Support bracket for mounting the SK-KLV terminal support | 182486 | 8.7127
SK-KLV | Empty terminal support for screw terminal SK | 178910 | 9.6148
BFZ-HWS | Mount. kit for install the flush mount/hollow wall slim DB in Holl. walls; 4 straps, W/ screws | 182487 | 11.8856
BFZ-KH | wire retainer install on the sides next to the DIN-rail on the mount. subrack | 182488 | 18.2348
BPZ-KB-13/125 | Distribution block 4 poles, 125A,(input 2x6-35mm) (output 9x1,5-10mm) | 102719 | 65.3414
BPZ-KB-9/125 | Distribution block 4 poles, 125A,(input 2x6-35mm) (output 7x2,5-10mm) | 102718 | 51.1171
BFZ-NZM1-SET | Set for NZM1 as incoming for BF 24 modules | 285233 | 69.1263
BFZ-NZM1-SET/33 | Set for NZM1 as incoming for BF 24 modules | 293628 | 87.3898
Terminal-sets for Distribution Boards (Final D. Page 73)
BFZ-TS-KL11 | N/PE, BFZ-TS-KL 2x25mm2 + 9x16mm2 | 293629 | 10.3762
BFZ-TS-KL15 | N/PE, BFZ-TS-KL 2x25mm2 + 13x16mm2 | 293630 | 11.0877
BFZ-TS-KL29 | N/PE, BFZ-TS-KL 2x25mm2 + 27x16mm2 | 293631 | 16.1275
BFZ-TS-KL45 | N/PE, BFZ-TS-KL 2x25mm2 + 43x16mm2 | 293632 | 24.5471
BFZ-TS-KL60 | N/PE, BFZ-TS-KL 2x25mm2 + 58x16mm2 | 293633 | 28.6185
BFZ-TS-KL76 | N/PE, BFZ-TS-KL 2x25mm2 + 74x16mm2 | 293634 | 46.1295
BFZ-TS-N/PE-KL29 | N/PE, BFZ-TS-N/PE-KL 2x(2x25mm2 + 27x16mm2) | 113702 | 32.4923
BFZ-TS-N/PE-KL45 | N/PE, BFZ-TS-N/PE-KL 2x(2x25mm2 + 43x16mm2) | 113703 | 49.2522
BFZ-TS-N/PE-KL60 | N/PE, BFZ-TS-N/PE-KL 2x(2x25mm2 + 58x16mm2) | 113704 | 55.8337
BFZ-TS-N/PE-KL76 | N/PE, BFZ-TS-N/PE-KL 2x(2x25mm2 + 74x16mm2) | 113705 | 90.9151
KT-3 | Terminal supports, KT horizontal | 275445 | 3.1227
KT-5 | Terminal supports, KT vertical | 275447 | 3.7157
KL-4 | Terminal blocks, KL 1x25mm2 + 3x16mm2 | 219723 | 8.2015
KL-7 | Terminal blocks, KL 1x25mm2 + 6x16mm2 | 219724 | 3.2564
KL-11 | Terminal blocks, KL 2x25mm2 + 9x16mm2 | 219725 | 20.7306
KL-15 | Terminal blocks, KL 2x25mm2 + 13x16mm2 | 219726 | 4.9069
KL-25 | Terminal blocks, KL 2x25mm2 + 23x16mm2 | 219727 | 5.9554
KL-29 | Terminal blocks, KL 2x25mm2 + 27x16mm2 | 275449 | 12.5552
KL-45 | Terminal blocks, KL 2x25mm2 + 43x16mm2 | 275450 | 35.2922
KL-60 | Terminal blocks, KL 2x25mm2 + 58x16mm2 | 275451 | 47.0864
KL-76 | Terminal blocks, KL 2x25mm2 + 74x16mm2 | 102066 | 66.0732
KLA | Terminal, KLA for 35mm2 | 275453 | 13.2617
Terminal blocks BPZ-KB (Final D. Page 74)
BPZ-KB-4/80 | Terminal blocks 1-pole 80 A, 6 terminals | 289969 | 34.2836
BPZ-KB-6/125 | Terminal blocks 1-pole 125 A, 6 terminals | 102714 | 38.6913
BPZ-KB-6/160 | Terminal blocks 1-pole 160 A, 6 terminals | 289970 | 108.9868
BPZ-KB-11/250 | Terminal blocks 1-pole 250 A 11 terminals | 289967 | 148.9194
BPZ-KB-11/400 | Terminal blocks 1-pole 400 A 11 terminals | 102713 | 86.3774
BPZ-KB-8/125 | Terminal blocks 4-pole 125A, 1x(L1/L2/L3/N),7xL1/7xL2/7xL3/10xN | 289968 | 90.3646
BPZ-KB-11/160 | Terminal blocks 4-pole 160A, 1x(L1/L2/L3/N),11xL1/11xL2/11xL3/11xN | 102716 | 177.9111
Accessories for Distribution Boards (Final D. Page 75)
BFZ-KKW-60 | Fastening Set for Cable Duct 60, BFZ-KKW-60 | 285232 | 10.4295
BFZ-DES | Earthing set for door, BFZ-DES | 101665 | 5.3212
LAB-BAR_24TE | Mounting plate for Inscription Strip for 24MU per row | 107901 | 7.8908
LAB-BAR_33TE | Mounting plate for Inscription Strip for 33MU per row | 107902 | 6.5451
LAB-TAPE_A4_BLANK | Enclosure leaves for the Inscription Strips empty | 107952 | 1.8255
LAB-BAG_A4 | Circuit Diagram Bag | 107913 | 15.5911
Blanking Strips
BS-12MF-WH | Blanking strip 12 SU; white; finely ribbed | 178975 | 2.8535
BS-12MB-WH | Blanking strip 12 SU; white; thick-ribbed | 178977 | 2.8535
BS-12MF-GY | Blanking strip 12 SU; gray; finely ribbed | 178980 | 2.8535
BS-12MB-GY | Blanking strip 12 SU; gray; thick-ribbed | 178979 | 2.8535
Surface Distribution Boards BP Rotary door handle, White
BP-O-600/7-C-W | Surface Enclosure white (RAL 9016) WXHXD (600X760X262)mm, 4Rows, 96 modules, IP30 | 105534 | 1120.6788
BP-O-600/10-C-W | Surface Enclosure white (RAL 9016) WXHXD (600X1060X262)mm, 6Rows, 144 modules, IP30 | 105535 | 1266.7524
BP-O-600/12-C-W | Surface Enclosure white (RAL 9016) WXHXD (600X1260X262)mm, 7Rows, 168 modules, IP30 | 105536 | 1512.2711
BP-O-600/15-C-W | Surface Enclosure white (RAL 9016) WXHXD (600X1560X262)mm, 9Rows, 216 modules, IP30 | 105537 | 1757.5297
BP-O-800/7-C-W | Surface Enclosure white (RAL 9016) WXHXD (800X760X262)mm, 4Rows, 140 modules, IP30 | 105538 | 1216.3873
BP-O-800/10-C-W | Surface Enclosure white (RAL 9016) WXHXD (800X1060X262)mm, 6Rows, 210 modules, IP30 | 105539 | 1481.4171
BP-O-800/12-C-W | Surface Enclosure white (RAL 9016) WXHXD (800X1260X262)mm, 7Rows, 245 modules, IP30 | 105540 | 1639.7025
BP-O-800/15-C-W | Surface Enclosure white (RAL 9016) WXHXD (800X1560X262)mm, 9Rows, 315 modules, IP30 | 105541 | 1962.5238
BP-U-600/7-C-W | Flush Enclosure white (RAL 9016) WXHXD (600X700X240)mm, 4Rows, 96 modules, IP30 | 105937 | 882.4186
BP-U-600/10-C-W | Flush Enclosure white (RAL 9016) WXHXD (600X1000X240)mm, 6Rows, 144 modules, IP30 | 105938 | 1092.6112
BP-U-600/12-C-W | Flush Enclosure white (RAL 9016) WXHXD (600X1200X240)mm, 7Rows, 168 modules, IP30 | 105939 | 1250.6181
BP-U-600/15-C-W | Flush Enclosure white (RAL 9016) WXHXD (600X1500X240)mm, 9Rows, 216 modules, IP30 | 105940 | 1492.9529
BP-U-800/7-C-W | Flush Enclosure white (RAL 9016) WXHXD (800X700X240)mm, 4Rows, 96 modules, IP30 | 105941 | 988.4349
BP-U-800/10-C-W | Flush Enclosure white (RAL 9016) WXHXD (800X1000X240)mm, 6Rows, 144 modules, IP30 | 105942 | 1249.949
BP-U-800/12-C-W | Flush Enclosure white (RAL 9016) WXHXD (800X1200X240)mm, 7Rows, 168 modules, IP30 | 105943 | 1398.171
BP-U-800/15-C-W | Flush Enclosure white (RAL 9016) WXHXD (800X1500X240)mm, 9Rows, 216 modules, IP30 | 105944 | 1677.1362
Surface Distribution Boards BP ,3 Step system IP 54 (only wall box Code), depth 180mm
BPZ-WB3S-600/4/1 | Wall box for 3-step system HxWxD=460x600x180mm | 111101 | 263.0341
BPZ-WB3S-600/7/1 | Wall box for 3-step system HxWxD=760x600x180mm | 111102 | 288.8626
BPZ-WB3S-600/10/1 | Wall box for 3-step system HxWxD=1060x600x180mm | 111103 | 315.1777
BPZ-WB3S-600/12/1 | Wall box for 3-step system HxWxD=1260x600x180mm | 111104 | 304.531
BPZ-WB3S-600/15/1 | Wall box for 3-step system HxWxD=1560x600x180mm | 111105 | 438.0139
BPZ-WB3S-800/7/1 | Wall box for 3-step system HxWxD=760x800x180mm | 111108 | 410.3558
BPZ-WB3S-800/10/1 | Wall box for 3-step system HxWxD=1060x800x180mm | 111109 | 445.488
BPZ-WB3S-800/12/1 | Wall box for 3-step system HxWxD=1260x800x180mm | 111110 | 432.3888
BPZ-WB3S-800/15/1 | Wall box for 3-step system HxWxD=1560x800x180mm | 111111 | 513.7671
Rear wall for BPZ-WB3S
BPZ-RP-600/4 | Sheet steel back plate HxW = 460 x 600 mm | 111289 | 47.8808
BPZ-RP-600/7 | Sheet steel back plate HxW = 760 x 600 mm | 111290 | 73.8457
BPZ-RP-600/10 | Sheet steel back plate HxW = 1060 x 600 mm | 111291 | 74.8579
BPZ-RP-600/12 | Sheet steel back plate HxW = 1260 x 600 mm | 111292 | 117.581
BPZ-RP-600/15 | Sheet steel back plate HxW = 1560 x 600 mm | 111293 | 110.1652
BPZ-RP-800/7 | Sheet steel back plate HxW = 760 x 800 mm | 111296 | 97.4359
BPZ-RP-800/10 | Sheet steel back plate HxW = 1060 x 800 mm | 111297 | 129.2592
BPZ-RP-800/12 | Sheet steel back plate HxW = 1260 x 800 mm | 111298 | 153.1024
BPZ-RP-800/15 | Sheet steel back plate HxW = 1560 x 800 mm | 111299 | 195.2805
Door Frame with Clip down Handle (plain Type)
BPM-U-3S-600/4-P | 3-component flush-mounted door frame with door, rotary lever, IP54, HxW=460x600mm | 119151 | 765.1678
BPM-U-3S-600/7-P | 3-component flush-mounted door frame with door, rotary lever, IP54, HxW=760x600mm | 119152 | 907.4436
BPM-U-3S-600/10-P | 3-component flush-mounted door frame with door, rotary lever, IP54, HxW=1060x600mm | 119153 | 1156.751
BPM-U-3S-600/12-P | 3-component flush-mounted door frame with door, rotary lever, IP54, HxW=1260x600mm | 119154 | 1279.5183
BPM-U-3S-600/15-P | 3-component flush-mounted door frame with door, rotary lever, IP54, HxW=1560x600mm | 119155 | 1423.0159
BPM-U-3S-800/7-P | 3-component flush-mounted door frame with door, rotary lever, IP54, HxW=760x800mm | 119156 | 988.5949
BPM-U-3S-800/10-P | 3-component flush-mounted door frame with door, rotary lever, IP54, HxW=1060x800mm | 119157 | 1265.4777
BPM-U-3S-800/12-P | 3-component flush-mounted door frame with door, rotary lever, IP54, HxW=1260x800mm | 119158 | 1390.7926
BPM-U-3S-800/15-P | 3-component flush-mounted door frame with door, rotary lever, IP54, HxW=1560x800mm | 119159 | 1561.1072
Door Frame with Clip down Handle (Transparent Type)
BPM-U-3S-600/4-P-T | BPM-U-3S-600/4-P with transparent glass ( 4mm)doors RAL7035 | 188090-Y7-121072 | 1601.4833
BPM-U-3S-600/7-P-T | BPM-U-3S-600/7-P with transparent glass ( 4mm)doors RAL7035 | 188091-Y7-121072 | 1805.5291
BPM-U-3S-600/10-P-T | BPM-U-3S-600/10-P with transparent glass( 4mm)doors RAL 7035 | 188092-Y7-121072 | 2149.6494
BPM-U-3S-600/12-P-T | BPM-U-3S-600/12-P with transparent glass ( 4mm)doors RAL 7035 | 188093-Y7-121072 | 2375.7542
BPM-U-3S-600/15-P-T | BPM-U-3S-600/15-P with transparent glass ( 4mm)doors RAL 7035 | 188094-Y7-121072 | 2628.3297
BPM-U-3S-800/7-P-T | BPM-U-3S-800/7-P with transparent glass ( 4mm)door RAL 7035 | 188097-Y7-121072 | 1926.8535
BPM-U-3S-800/10-P-T | BPM-U-3S-800/10-P with transparent glass ( 4mm)doors RAL 7035 | 188098-Y7-121072 | 2339.3568
BPM-U-3S-800/12-P-T | BPM-U-3S-800/12-P with transparent glass ( 4mm)doors RAL 7035 | 188099-Y7-121072 | 2535.6819
BPM-U-3S-800/15-P-T | BPM-U-3S-800/15-P with transparent glass ( 4mm)doors RAL 7035 | 188100-Y7-121072 | 2858.8462
Mounting Profile for DIN rails
BPZ-MSW-4/SNAP | Mounting side wall, for H=350, for flush mounting, snapable | 112284 | 59.3935
BPZ-MSW-7/SNAP | Mounting side wall, for H=650, for flush mounting, snapable | 112285 | 74.5504
BPZ-MSW-10/SNAP | Mounting side wall, for H=950, for flush mounting, snapable | 112286 | 100.6411
BPZ-MSW-12/SNAP | Mounting side wall, for H=1150, for flush mounting, snapable | 112287 | 115.9716
BPZ-MSW-15/SNAP | Mounting side wall, for H=1450, for flush mounting, snapable | 112288 | 140.4425
BPZ-MSW-17/SNAP | Mounting side wall, for H=1650, for flush mounting, snapable | 112289 | 152.3983
BPZ-MSW-20/SNAP | Mounting side wall, for H=1950, for flush mounting, snapable | 112300 | 170.9298
Din Rails
BPZ-DINR24-600 | Din Rail for BPM enclosures , 600mm width | 293595 | 8.1377
BPZ-DINR35-800 | Din Rail for BPM enclosures , 600mm width | 293596 | 10.3553
Clip To fix Din rail to mounting profile
BEL01 | Fastening element for conductive connection, pre-mounted, green, pairs | 275200 | 9.6032
Xenergy Basic IP54 Surface mounted Distribution Boards without Door
BPM-O-600/7-F | Surface mounting distribution board w/o door, IP54,RAL7035 HxWxD=760x600x270mm | 174358 | 729.6728
BPM-O-600/10-F | Surface mounting distribution board w/o door, IP54,RAL7035 HxWxD=1060x600x270mm | 174359 | 870.2691
BPM-O-600/12-F | Surface mounting distribution board w/o door, IP54,RAL7035 HxWxD=1260x600x270mm | 174360 | 966.1953
BPM-O-600/15-F | Surface mounting distribution board w/o door, IP54,RAL7035 HxWxD=1560x600x270mm | 174361 | 1057.6626
BPM-O-800/10-F | Surface mounting distribution board w/o door, IP54,RAL7035 HxWxD=1060x800x270mm | 174364 | 955.764
BPM-O-800/12-F | Surface mounting distribution board w/o door, IP54,RAL7035 HxWxD=1260x800x270mm | 174365 | 1075.1911
BPM-O-800/15-F | Surface mounting distribution board w/o door, IP54,RAL7035 HxWxD=1560x800x270mm | 174366 | 1175.9442
BPM-O-1000/15-F | Surface mounting distribution board w/o door, IP54,RAL7035 HxWxD=1560x1000x270mm | 174369 | 1443.1876
Doors for IP54 Surface mounted Distribution Boards
BPZ-DMS-600/7-P | Steel sheet door with clip-down handle IP54 HxW=730x570mm | 174372 | 498.4078
BPZ-DMS-600/10-P | Steel sheet door with clip-down handle IP54 HxW=1030x570mm | 174373 | 667.1481
BPZ-DMS-600/12-P | Steel sheet door with clip-down handle IP54 HxW=1230x570mm | 174374 | 764.7028
BPZ-DMS-600/15-P | Steel sheet door with clip-down handle IP54 HxW=1530x570mm | 174341 | 823.8433
BPZ-DMS-800/10-P | Steel sheet door with clip-down handle IP54 HxW=1030x770mm | 174344 | 795.3039
BPZ-DMS-800/12-P | Steel sheet door with clip-down handle IP54 HxW=1230x770mm | 174345 | 856.9402
BPZ-DMS-800/15-P | Steel sheet door with clip-down handle IP54 HxW=1530x770mm | 174346 | 921.9405
BPZ-DMS-400/15-L | Steel sheet door/left wing IP54 HxW=1530x400mm | 193238 | 356.7403
BPZ-DMS-600/15-R-P | Steel sheet door/right wing with clip-down handle IP54 HxW=1530x600mm | 193240 | 546.7433
transparent Doors for IP54 Surface mounted Distribution Boards
BPZ-DMT-600/7-P | Transparent Steel sheet door with clip-down handle IP54 HxW=730x570mm | 173581 | 613.3248
BPZ-DMT-600/10-P | Transparent Steel sheet door with clip-down handle IP54 HxW=1030x570mm | 173582 | 805.233
BPZ-DMT-600/12-P | Transparent Steel sheet door with clip-down handle IP54 HxW=1230x570mm | 173583 | 884.5355
BPZ-DMT-600/15-P | Transparent Steel sheet door with clip-down handle IP54 HxW=1530x570mm | 173584 | 992.0627
BPZ-DMT-800/10-P | Transparent Steel sheet door with clip-down handle IP54 HxW=1030x770mm | 173589 | 987.7004
BPZ-DMT-800/12-P | Transparent Steel sheet door with clip-down handle IP54 HxW=1230x770mm | 173590 | 967.4516
BPZ-DMT-800/15-P | Transparent Steel sheet door with clip-down handle IP54 HxW=1530x770mm | 173591 | 1096.66
BPZ-DMT-400/15-L | Transparent Steel sheet door Left wing with clip-down handle IP54 HxW=1530x400mm | 193246 | 458.6022
BPZ-DMT-600/15-R-P | Transparent Steel sheet door right wing with clip-down handle IP54 HxW=1530x400mm | 193248 | 715.8668
Din Rail Module for Xenergy Basic / Xenergy light
BPZ-DINR24-600-T | Aluminium kit, for B = 600 mm, DIN-Rail, +2 mounting towers adjustable in height | 286753 | 28.7509
BPZ-DINR35-800-T | Aluminium kit, for B = 800 mm, DIN-Rail, +2 mounting towers adjustable in height | 286755 | 31.3617
BPZ-DINR46-1000-T | Aluminium kit, for B = 1000 mm, DIN-Rail, +2 mounting towers adjustable in height | 293590 | 30.6793
BPZ-DINR57-1200-T | Aluminium kit, for B = 1200 mm, DIN-Rail, +2 mounting towers adjustable in height | 293592 | 34.2628
BPZ-DINR24S-600-B | Aluminium kit, for B = 600 mm, DIN-Rail, +2 mounting towers, fixed | 174384 | 27.6923
BPZ-DINR35S-800-B | Aluminium kit, for B = 800 mm, DIN-Rail, +2 mounting towers, fixed | 174385 | 22.0345
BPZ-DINR46S-1000-B | Aluminium kit, for B = 600 mm, DIN-Rail, +2 mounting towers, fixed | 193982 | 26.1222
BPZ-DINR57S-1200-B | Aluminium kit, for B = 800 mm, DIN-Rail, +2 mounting towers, fixed | 193983 | 29.2075
Front Plate Support, needed to fix the covers
BPZ-FPS/650 | Front plate support, H=650mm | 112344 | 24.5351
BPZ-FPS/950 | Front plate support, H=950mm | 112345 | 36.5909
BPZ-FPS/1150 | Front plate support, H=1150mm | 112346 | 36.6612
BPZ-FPS/1450 | Front plate support, H=1450mm | 112347 | 42.3012
WFB-SET-CS | Wall fixing bracket, (4unit) | 112639 | 76.3901
Steel sheet Front Cover for Din rail module (45mm cut)
BPZ-FP/MSW-600/125-45 | Front plate for HxW=125x600mm, with 45 mm device cutout | 120785 | 56.0466
BPZ-FP-600/150-45 | Front plate for HxW=150x600mm, with 45 mm device cutout | 286684 | 47.9496
BPZ-FP/MSW-600/175-45 | Front plate for HxW=175x600mm, with 45 mm device cutout | 120786 | 59.6953
BPZ-FP-600/200-45 | Front plate for HxW=200x600mm, with 45 mm device cutout | 286686 | 55.7416
BPZ-FP/MSW-800/125-45 | Front plate for HxW=125x800mm, with 45 mm device cutout | 120787 | 64.842
BPZ-FP-800/150-45 | Front plate for HxW=150x800mm, with 45 mm device cutout | 286690 | 60.5352
BPZ-FP/MSW-800/175-45 | Front plate for HxW=175x800mm, with 45 mm device cutout | 120788 | 74.1617
BPZ-FP-800/200-45 | Front plate for HxW=200x800mm, with 45 mm device cutout | 286692 | 69.2103
Blind Steel sheet Front Cover 600mm Wide
BPZ-FP-600/050-BL | Front cover plate, for HxW=50x600mm, blind | 286681 | 23.5296
BPZ-FP-600/100-BL | Front cover plate, for HxW=100x600mm, blind | 286682 | 26.5162
BPZ-FP-600/125-BL | Front cover plate, for HxW=125x600mm, blind | 151253 | 77.7244
BPZ-FP-600/150-BL | Front cover plate, for HxW=150x600mm, blind | 286683 | 30.1217
BPZ-FP-600/175-BL | Front cover plate, for HxW=175x600mm, blind | 151258 | 66.2262
BPZ-FP-600/200-BL | Front cover plate, for HxW=200x600mm, blind | 286685 | 33.0515
BPZ-FP-600/250-BL | Front cover plate, for HxW=250x600mm, blind | 108391 | 49.2108
BPZ-FP-600/300-BL | Front cover plate, for HxW=300x600mm, blind | 108392 | 49.0736
BPZ-FP-600/350-BL | Front cover plate, for HxW=350x600mm, blind | 119233 | 103.6714
BPZ-FP-600/400-BL | Front cover plate, for HxW=400x600mm, blind | 119234 | 80.8855
BPZ-FP-600/500-BL | Front cover plate, for HxW=500x600mm, blind | 119235 | 142.4482
BPZ-FP-600/800-BL | Front cover plate, for HxW=800x600mm, blind | 119236 | 194.8949
Blind Steel sheet Front Cover 800mm Wide
BPZ-FP-800/050-BL | Front cover plate, for HxW=50x800mm, blind | 286687 | 26.3679
BPZ-FP-800/100-BL | Front cover plate, for HxW=100x800mm, blind | 286688 | 31.3757
BPZ-FP-800/125-BL | Front cover plate, for HxW=125x800mm, blind | 151254 | 71.3241
BPZ-FP-800/150-BL | Front cover plate, for HxW=150x800mm, blind | 286689 | 35.2224
BPZ-FP-800/175-BL | Front cover plate, for HxW=175x800mm, blind | 151259 | 80.6286
BPZ-FP-800/200-BL | Front cover plate, for HxW=200x800mm, blind | 286691 | 37.697
BPZ-FP-800/250-BL | Front cover plate, for HxW=250x800mm, blind | 108393 | 56.5961
BPZ-FP-800/300-BL | Front cover plate, for HxW=300x800mm, blind | 108394 | 60.5889
BPZ-FP-800/350-BL | Front cover plate, for HxW=350x800mm, blind | 119237 | 130.409
BPZ-FP-800/400-BL | Front cover plate, for HxW=400x800mm, blind | 119238 | 95.7996
BPZ-FP-800/500-BL | Front cover plate, for HxW=500x800mm, blind | 119239 | 177.5091
BPZ-FP-800/800-BL | Front cover plate, for HxW=800x800mm, blind | 119240 | 243.4337
Blind Steel sheet Front Cover 1000mm Wide
BPZ-FP-1000/050-BL | Front cover plate, for HxW=50x1000mm, blind | 293526 | 33.9618
BPZ-FP-1000/100-BL | Front cover plate, for HxW=100x1000mm, blind | 293528 | 38.8492
BPZ-FP-1000/125-BL | Front cover plate, for HxW=125x1000mm, blind | 151255 | 82.6302
BPZ-FP-1000/150-BL | Front cover plate, for HxW=150x1000mm, blind | 293530 | 42.5048
BPZ-FP-1000/175-BL | Front cover plate, for HxW=175x1000mm, blind | 151730 | 116.7638
BPZ-FP-1000/200-BL | Front cover plate, for HxW=200x1000mm, blind | 293534 | 47.6746
BPZ-FP-1000/250-BL | Front cover plate, for HxW=250x1000mm, blind | 108395 | 66.407
BPZ-FP-1000/300-BL | Front cover plate, for HxW=300x1000mm, blind | 108396 | 71.4037
BPZ-FP-1000/350-BL | Front cover plate, for HxW=350x1000mm, blind | 119241 | 153.6445
BPZ-FP-1000/400-BL | Front cover plate, for HxW=400x1000mm, blind | 119242 | 178.3254
BPZ-FP-1000/500-BL | Front cover plate, for HxW=500x1000mm, blind | 119243 | 209.6038
BPZ-FP-1000/800-BL | Front cover plate, for HxW=800x1000mm, blind | 119244 | 295.3704
Blind Steel sheet Front Cover 1200mm Wide
BPZ-FP-1200/050-BL | Front cover plate, for HxW=50x1200mm, blind | 293538 | 35.6694
BPZ-FP-1200/100-BL | Front cover plate, for HxW=100x1200mm, blind | 293540 | 41.7261
BPZ-FP-1200/125-BL | Front cover plate, for HxW=125x1200mm, blind | 151256 | 90.4606
BPZ-FP-1200/150-BL | Front cover plate, for HxW=150x1200mm, blind | 293542 | 47.826
BPZ-FP-1200/175-BL | Front cover plate, for HxW=175x1200mm, blind | 151731 | 101.5789
BPZ-FP-1200/200-BL | Front cover plate, for HxW=200x1200mm, blind | 293546 | 54.0557
BPZ-FP-1200/250-BL | Front cover plate, for HxW=250x1200mm, blind | 108397 | 73.6533
BPZ-FP-1200/300-BL | Front cover plate, for HxW=300x1200mm, blind | 108398 | 79.883
BPZ-FP-1200/500-BL | Front cover plate, for HxW=500x1200mm, blind | 152516 | 222.1713
BPZ-FP-1200/800-BL | Front cover plate, for HxW=800x1200mm, blind | 152517 | 362.0586
Steel sheet General mounting plate Wide 600mm
BPZ-MPL100-600 | Mounting plate for HxW=100x600mm | 114801 | 39.7864
BPZ-MPL180-600 | Mounting plate for HxW=180x600mm | 102473 | 41.5778
BPZ-MPL200-600 | Mounting plate for HxW=200x600mm | 114807 | 51.6574
BPZ-MPL300-600 | Mounting plate for HxW=300x600mm | 114813 | 68.4199
BPZ-MPL350-600 | Mounting plate for HxW=350x600mm | 108340 | 68.8661
BPZ-MPL400-600 | Mounting plate for HxW=400x600mm | 114819 | 70.7142
BPZ-MPL500-600 | Mounting plate for HxW=500x600mm | 114825 | 103.4152
BPZ-MPL650-600 | Mounting plate for HxW=650x600mm | 108341 | 96.231
BPZ-MPL950-600 | Mounting plate for HxW=950x600mm | 108342 | 108.6607
BPZ-MPL1150-600 | Mounting plate for HxW=1150x600mm | 108343 | 180.5168
BPZ-MPL1450-600 | Mounting plate for HxW=1450x600mm | 108344 | 231.9244
Steel sheet General mounting plate Wide 800mm
BPZ-MPL100-800 | Mounting plate for HxW=100x800mm | 114802 | 39.2407
BPZ-MPL180-800 | Mounting plate for HxW=180x800mm | 102474 | 47.7465
BPZ-MPL200-800 | Mounting plate for HxW=200x800mm | 114808 | 55.8279
BPZ-MPL300-800 | Mounting plate for HxW=300x800mm | 114814 | 84.1585
BPZ-MPL350-800 | Mounting plate for HxW=350x800mm | 108347 | 85.5072
BPZ-MPL400-800 | Mounting plate for HxW=400x800mm | 114820 | 89.4106
BPZ-MPL500-800 | Mounting plate for HxW=500x800mm | 114826 | 135.3594
BPZ-MPL650-800 | Mounting plate for HxW=650x800mm | 108348 | 139.5973
BPZ-MPL950-800 | Mounting plate for HxW=950x800mm | 108349 | 151.5896
BPZ-MPL1150-800 | Mounting plate for HxW=1150x800mm | 108350 | 215.2315
BPZ-MPL1450-800 | Mounting plate for HxW=1450x800mm | 108351 | 303.9673
Steel sheet General mounting plate Wide 1000mm
BPZ-MPL30-1000 | Mounting plate for HxW=30x1000mm | 104319 | 18.6459
BPZ-MPL80-1000 | Mounting plate for HxW=80x1000mm | 293609 | 28.9055
BPZ-MPL100-1000 | Mounting plate for HxW=100x1000mm | 114803 | 54.6497
BPZ-MPL180-1000 | Mounting plate for HxW=180x1000mm | 102475 | 70.1375
BPZ-MPL200-1000 | Mounting plate for HxW=200x1000mm | 114809 | 92.9257
BPZ-MPL300-1000 | Mounting plate for HxW=300x1000mm | 114815 | 126.2029
BPZ-MPL350-1000 | Mounting plate for HxW=350x1000mm | 153022 | 127.9412
BPZ-MPL400-1000 | Mounting plate for HxW=400x1000mm | 114821 | 147.0819
BPZ-MPL500-1000 | Mounting plate for HxW=500x1000mm | 114827 | 171.6332
BPZ-MPL650-1000 | Mounting plate for HxW=650x1000mm | 153024 | 203.9797
BPZ-MPL950-1000 | Mounting plate for HxW=950x1000mm | 153026 | 292.1258
BPZ-MPL1150-1000 | Mounting plate for HxW=1150x1000mm | 153028 | 350.0318
BPZ-MPL1450-1000 | Mounting plate for HxW=1450x1000mm | 153030 | 448.5607
BPZ-MPL1650-1000 | Mounting plate for HxW=1650x1000mm | 153032 | 506.51
BPZ-MPL1950-1000 | Mounting plate for HxW=1950x1000mm | 153034 | 593.8557
Steel sheet General mounting plate Wide 1200mm
BPZ-MPL30-1200 | Mounting plate for HxW=30x1200mm | 104330 | 21.4363
BPZ-MPL80-1200 | Mounting plate for HxW=80x1200mm | 293610 | 42.8888
BPZ-MPL100-1200 | Mounting plate for HxW=100x1200mm | 114804 | 63.0409
BPZ-MPL180-1200 | Mounting plate for HxW=180x1200mm | 102476 | 75.3852
BPZ-MPL200-1200 | Mounting plate for HxW=200x1200mm | 114810 | 102.6388
BPZ-MPL300-1200 | Mounting plate for HxW=300x1200mm | 114816 | 147.8042
BPZ-MPL350-1200 | Mounting plate for HxW=350x1200mm | 153023 | 150.0637
BPZ-MPL400-1200 | Mounting plate for HxW=400x1200mm | 114822 | 174.778
BPZ-MPL500-1200 | Mounting plate for HxW=500x1200mm | 114828 | 212.1779
BPZ-MPL650-1200 | Mounting plate for HxW=650x1200mm | 153025 | 243.3697
BPZ-MPL950-1200 | Mounting plate for HxW=950x1200mm | 153027 | 349.9669
BPZ-MPL1150-1200 | Mounting plate for HxW=1150x1200mm | 153029 | 420.2891
BPZ-MPL1450-1200 | Mounting plate for HxW=1450x1200mm | 153031 | 538.6968
BPZ-MPL1650-1200 | Mounting plate for HxW=1650x1200mm | 153033 | 611.2686
BPZ-MPL1950-1200 | Mounting plate for HxW=1950x1200mm | 153035 | 714.751
MCCB mounting Plate with Cover (cutted Cover)
BPZ-BZM1/2-600-MV | BZM1/2 Vertical multiple mounting kit 600mm width | 144223 | 144.2895
BPZ-BZM1/2-800-MV | BZM1/2 Vertical multiple mounting kit 800mm width | 144224 | 191.0592
BPZ-MPL-NZM1X-600-MV | NZM1 vertical multiple mounting plate (4 NZM1 3pole or 3 NZM1 4pole), 600mm wide 200mm H | 120743 | 63.6864
BPZ-MPL-NZM1X-800-MV | NZM1 vertical multiple mounting plate (7 NZM1 3pole or 4 NZM1 4pole), 800mm wide 200mm H | 120744 | 79.2014
BPZ-FP-600/200-45 | Cut-front plate for BPZ-MPL-NZM1X-600-MV | 286686 | 55.7416
BPZ-FP-800/200-45 | Cut-front plate for BPZ-MPL-NZM1X-800-MV | 286692 | 69.2103
BPZ-MPL-NZM2X-600-MV | NZM2 vertical multiple mounting plate (3 NZM2 3pole or 2 NZM2 4pole), 600mm wide 300mm H | 120746 | 68.8652
BPZ-MPL-NZM2X-800-MV | NZM2 vertical multiple mounting plate (3 NZM2 3pole or 2 NZM2 4pole), 800mm wide 300mm H | 120747 | 83.46
BPZ-FP-NZM2X-3/2-600-MV | Cut-front plate for BPZ-MPL-NZM2X-600-MV | 173608 | 144.0969
BPZ-FP-NZM2X-4/4-800-MV | Cut-front plate for BPZ-MPL-NZM2X-800-MV | 173609 | 170.1942
BPZ-NZM1-600-MV | Mounting plate + front plate for HxW=300x600mm, NZM1, vertical | 286762 | 146.0764
BPZ-NZM2-600-MV | Mounting plate + front plate for HxW=400x600mm, NZM2, vertical | 286763 | 162.499
BPZ-NZM3-600-MV | Mounting plate + front plate for HxW=500x600mm, NZM3, vertical | 286764 | 192.4143
BPZ-NZM1-800-MV | Mounting plate + front plate for HxW=300x800mm, NZM1, vertical | 293603 | 179.9526
BPZ-NZM2-800-MV | Mounting plate + front plate for HxW=400x800mm, NZM2, vertical | 293605 | 191.4
BPZ-NZM3-800-MV | Mounting plate + front plate for HxW=500x800mm, NZM3, vertical | 293607 | 218.3146
BPZ-NZM1-600-MH | Mounting plate + front plate for HxW=200x600mm, NZM1, horizontal | 286760 | 140.4803
BPZ-NZM2-600-MH | Mounting plate + front plate for HxW=200x600mm, NZM2, horizontal | 286761 | 153.3275
BPZ-NZM3-600-MH | Mounting plate + front plate for HxW=300x600mm, NZM3, horizontal | 120750 | 227.3001
BPZ-NZM1-800-MH | Mounting plate + front plate for HxW=200x800mm, NZM1, horizontal | 293599 | 181.0761
BPZ-NZM2-800-MH | Mounting plate + front plate for HxW=200x800mm, NZM2, horizontal | 293601 | 195.8849
BPZ-NZM3-800-MH | Mounting plate + front plate for HxW=300x800mm, NZM3, horizontal | 120751 | 244.602
Horizontal Segregation between Modules
BPZ-ASMF-600 | Partition for mounting on base frame, W = 600 mm | 120723 | 55.3297
BPZ-ASMF-800 | Partition for mounting on base frame, W = 800 mm | 120724 | 71.8398
Busbar Supporters (EATON CAD TOOL CODES: BPZ-BBS-4-250 AND BPZ-BBS-4-630)
BPZ-BBS-4/250 | Busbar support 250A | 289868 | 61.3323
BPZ-BBS-4/630 | Busbar support 630A | 289869 | 185.4121
BPZ-BR/BBS630/V | Mounting plate | 104331 | 51.4363
Horizontal/Vertical wire duct fixing element
BPZ-CDB8/CP | Fixing material for cable duct C-profile H=8mm | 116915 | 14.4686
BPZ-CDB23/CP | Fixing material for cable duct C-profile H=23mm | 116916 | 21.5996
BPZ-CDB58/CP | Fixing material for cable duct C-profile H=58mm | 116917 | 22.8398
C-Profil Rail for Cable Duct Angles,
BPZ-CP-600 | C section rail 600mm width for cable duct fixing | 116919 | 12.195
BPZ-CP-800 | C section rail 800mm width for cable duct fixing | 116920 | 14.572
BPZ-CP-1000 | C section rail 1000mm width for cable duct fixing | 116921 | 21.6056
Distribution Terminal Block
BPZ-KB-24/250 | Terminal block250A/63A | 289971 | 219.3145
BPZ-P/C-1.5/2.5 | Crimp connector 1.5-2.5qmm | 178396 | 7.998
BPZ-P/C-4/6 | Crimp connector 4-6mm² | 102700 | 3.9432
BPZ-P/C-6/10 | Crimp connector 6-10qmm | 178397 | 11.0113
BPZ-BR/KB24 | Mounting elements for 4-Phase Busbar | 102477 | 17.0444
rigid Busbar to flexible busbar/wire connector
AKU16/5 | Wire connection terminal 1.5-16mm², f. 5mm (busbar thickness) | 107187 | 5.445
AKU35/5 | Conductor connection terminal 4-35mm², f. 5 mm | 107188 | 6.2942
AKU70/5 | Wire connection terminal 16-70mm², f. 5 mm (busbar thickness) | 107189 | 13.5375
AKU120/5 | Conductor connection terminal 16-120mm², f. 5mm | 107190 | 9.9908
AKU16/10 | Conductor connection terminal 1.5-16mm², 10 mm | 107191 | 5.9445
AKU35/10 | Conductor connection terminal 4-35mm², 10 mm | 107192 | 7.2933
AKU70/10 | Conductor connection terminal 16-70mm², 10 mm | 107193 | 7.8939
AKU120/10 | Conductor connection terminal 16-120mm², 10 mm | 107194 | 17.5838
Busbar to flexible busbar connector without punching
PK900 | Plate terminal max.32x30x20 | 138378 | 34.0084
Flexible Busbar for connection from dropper bar to MCCB
CU-BAND5X32X1-BK | Flexible copper busbar, tinned, 630A, 5x32x1mm, black imsulation,2000mm length | 119035 | 469.341
CU-BAND8X24X1-BK | Flexible copper busbar, tinned, 630A, 8 x 24 x 1mm, black imsulation,2000mm length | 19033 | 469.341
CU-BAND10X16X0,8-BK | Flexible copper busbar, tinned, 400A, 10x16x0.8mm, black imsulation,2000mm length | 80739 | 267.3146
CU-BAND6x16x0,8-Bk | Flexible copper busbar, tinned, 250A, 6x16x0.8mm, black imsulation,2000mm length | 81310 | 171.3373
CU-BAND6x9x0,8-Bk | Flexible copper busbar, 160A, 6x9x0.8mm, black imsulation,2000mm length | 81414 | 118.214
CU-BAND3x9x0,8-Bk | Flexible copper busbar, 100A, 3x9x0.8mm, black imsulation,2000mm length | 81167 | 68.3295
Flexible busbar Holding
BZ248 | Flexible busbar Holder | 76516 | 22.6156
BZ249 | latch fastener for flexible busbar size 6x9x0.8 | 78889 | 3.2308
BZ251 | latch fastener for flexible busbar size 10x16x0.8 | 81262 | 3.4327
BZ252 | latch fastener for flexible busbar size 11 x 21 x 1 | 83635 | 4.2404
SASY 60 plug-in system (form 2b)
BBS-3/FL | Busbar support, 3p, for flat busbars 630A | 107066 | 33.0575
BBS-4/FL | Busbar support 4p, for flat busbars 630A | 138381 | 50.3293
ES-BBS-3/FL | End shroud, for 3p, flat rail support | 107068 | 10.6772
NZM1-XAD160 | Busbar Pluggable mounted scoket 3p, for NZM1/LZM1, 160A | 104554 | 546.563
NZM2-XAD250 | Busbar Pluggable mounted scoket 3p, for NZM2/LZM2, 250A | 104555 | 558.7089
NZM3-XAD630 | Busbar Pluggable mounted scoket 3p, for NZM3/LZM3, 630A | 107206 | 594.3873
NZM2-XKR4 | Connection, on rear, NZM2, 3.5mm, 3p | 281666 | 26.4547
NZM3-XKR13 | Connection, on rear,NZM3, 13mm, 3p | 281668 | 48.14
NZM1-4-XAD160 | Busbar Pluggable mounted scoket 4p, for NZM1/LZM1, 160A | NZM1-4-XAD160 | 392.7884
NZM2-4-XAD250 | Busbar Pluggable mounted scoket 4p, for NZM2/LZM2, 250A | 138388 | 529.65
NZM3-4-XAD630 | Busbar Pluggable mounted scoket 4p, for NZM3/LZM3, 630A | 138389 | 810.921
NZM2-4-XKR4 | Connection, on rear, NZM2, 3.5mm, 4p | 118907 | 54.8886
NZM3-4-XKR13 | Connection, on rear,NZM3, 13mm, 4p | 119020 | 55.5293
BBC-RCOV1 | Empty section cover, flush, 3p, system 1.1m | 107178 | 151.6105
BBC-MRCOV1 | Empty section cover bracket | 107179 | 19.2815
BBC-CS4 | Cover, 4p, B=228mm, complete | 138387 | 190.8952
BBC-CS1 | Cover, 3p, B=228mm, complete | 107209 | 174.9873
BBC-FL5 | Busbar shroud section, 12x5-30x5 busbar size, B=1m | 107173 | 72.322
BPZ-BR/SASY/H-600 | Mounting plate SASY busbar WxH=600x300mm | 108379 | 149.9711
BPZ-BR/SASY/H-800 | Mounting plate SASY busbar WxH=800x300mm | 108380 | 167.94
BPZ-MPLSASY-600 | SASY 60i plug-in system mounting plate wide 600mm | 114830 | 56.7279
BPZ-MPLSASY-800 | SASY 60i plug-in system mounting plate wide 800mm | 114831 | 77.0097
XBORAD PAN ASSEMBLY -Three Phase Distribution Enclosures
XBTP12X125FME-1 | xBoard Non-Split Type DB 125A 12W SPN / 4W TPN Flush Mounted | 196672 | 287.8515
XBTP18X125FME-1 | xBoard Non-Split Type DB 125A 18W SPN / 4W TPN Flush Mounted | 196673 | 335.5611
XBTP24X125FME-1 | xBoard Non-Split Type DB 125A 24W SPN / 4W TPN Flush Mounted | 196674 | 378.0877
XBTP30X125FME-1 | xBoard Non-Split Type DB 125A 30W SPN / 4W TPN Flush Mounted | 196675 | 406.2173
XBTP36X125FME-1 | xBoard Non-Split Type DB 125A 36W SPN / 4W TPN Flush Mounted | 196676 | 427.2591
XBTP42X125FME-1 | xBoard Non-Split Type DB 125A 42W SPN / 4W TPN Flush Mounted | 196677 | 451.6233
XBTP48X125FME-1 | xBoard Non-Split Type DB 125A 48W SPN / 4W TPN Flush Mounted | 196678 | 493.4854
XBTP54X125FME-1 | xBoard Non-Split Type DB 125A 54W SPN / 4W TPN Flush Mounted | 196679 | 561.2622
XBTP60X125FME-1 | xBoard Non-Split Type DB 125A 60W SPN / 4W TPN Flush Mounted | 196680 | 652.4618
XBTP12X125SME-1 | xBoard Non-Split Type DB 125A 12W SPN / 4W TPN Surface Mounted | 196681 | 287.8515
XBTP18X125SME-1 | xBoard Non-Split Type DB 125A 18W SPN / 4W TPN Surface Mounted | 196682 | 335.5611
XBTP24X125SME-1 | xBoard Non-Split Type DB 125A 24W SPN / 4W TPN Surface Mounted | 196683 | 378.0877
XBTP30X125SME-1 | xBoard Non-Split Type DB 125A 30W SPN / 4W TPN Surface Mounted | 196684 | 406.2173
XBTP36X125SME-1 | xBoard Non-Split Type DB 125A 36W SPN / 4W TPN Surface Mounted | 196685 | 427.2591
XBTP42X125SME-1 | xBoard Non-Split Type DB 125A 42W SPN / 4W TPN Surface Mounted | 196686 | 451.6233
XBTP48X125SME-1 | xBoard Non-Split Type DB 125A 48W SPN / 4W TPN Surface Mounted | 196687 | 493.4854
XBTP54X125SME-1 | xBoard Non-Split Type DB 125A 54W SPN / 4W TPN Surface Mounted | 196688 | 561.2622
XBTP60X125SME-1 | xBoard Non-Split Type DB 125A 60W SPN / 4W TPN Surface Mounted | 196689 | 652.4618
Incomer connection kit for XBOARD PAN ASSEMBLY
XBTPKSD100ME | Incomer Kit Switch Disconnector (Isolator) ≤ 100A | 196690 | 63.5601
XBTPKSDR100ME | Incomer Kit Switch Disconnector (Isolator) + RCD ≤ 100A | 196691 | 63.5601
XBTPKRC100ME | Incomer Kit RCD ≤ 100A | 196692 | 63.5601
XBTPKB1125ME | Incomer Kit BZM1 ≤ 125A | 196693 | 97.2096
XBTPKN1125ME | Incomer Kit NZM1 ≤ 125A | 196694 | 113.2243
XBORAD PAN ASSEMBLY -Three Phase Distribution Enclosures BZM2 250A incoming
XBTP24B225SME | xBoard DB 250A 24W SPN / 8W TPN | 187587 | 567.402
XBTP30B225SME | xBoard DB 250A 30W SPN / 10W TPN | 187588 | 633.5022
XBTP36B225SME | xBoard DB 250A 36W SPN / 12W TPN | 187589 | 674.6003
XBTP42B225SME | xBoard DB 250A 42W SPN / 14W TPN | 187590 | 717.9691
XBTP48B225SME | xBoard DB 250A 48W SPN / 16W TPN | 187591 | 797.6678
XBTP54B225SME | xBoard DB 250A 54W SPN / 18W TPN | 187592 | 855.5685
XBTP60B225SME | xBoard DB 250A 60W SPN / 20W TPN | 187593 | 928.6824
XBTP24B225FME | xBoard DB 250A 24W SPN / 8W TPN | 187514 | 567.402
XBTP30B225FME | xBoard DB 250A 30W SPN / 10W TPN | 187515 | 633.5022
XBTP36B225FME | xBoard DB 250A 36W SPN / 12W TPN | 187516 | 674.6003
XBTP42B225FME | xBoard DB 250A 42W SPN / 14W TPN | 187517 | 717.9691
XBTP48B225FME | xBoard DB 250A 48W SPN / 16W TPN | 187518 | 797.6678
XBTP54B225FME | xBoard DB 250A 54W SPN / 18W TPN | 187519 | 855.5685
XBTP60B225FME | xBoard DB 250A 60W SPN / 20W TPN | 187584 | 928.6824
Xboard Split type pan busbar
XBTPS22SDR2SME-1 | xBoard DB 100A 2W+2W TPN split-type | 187623 | 391.2554
XBTPS212SDR2SME-1 | xBoard DB 100A 2W+12W TPN split-type | 187626 | 559.412
XBTPS410SDR2SME-1 | xBoard DB 100A 4W+10W TPN split-type | 187631 | 566.0717
XBTPS412SDR2SME-1 | xBoard DB 100A 4W+12W TPN split-type | 187632 | 654.8672
XBTPS66SDR2SME-1 | xBoard DB 100A 6W+6W TPN split-type | 187635 | 574.9512
XBTPS68SDR2SME-1 | xBoard DB 100A 6W+8W TPN split-type | 187636 | 594.9302
XBTPS82SDR2SME-1 | xBoard DB 100A 8W+2W TPN split-type | 187638 | 477.2761
XBTPS86SDR2SME-1 | xBoard DB 100A 8W+6W TPN split-type | 187640 | 594.9302
XBTPS104SDR2SME-1 | xBoard DB 100A 10W+4W TPN split-type | 187642 | 566.0717
XBTPS124SDR2SME-1 | xBoard DB 100A 12W+4W TPN split-type | 187644 | 654.8672
XBTPS46SDR2SME-1 | xBoard DB 100A 4W+6W TPN split-type | 187629 | 443.9778
XBTPS48SDR2SME-1 | xBoard DB 100A 4W+8W TPN split-type | 187630 | 521.6739
XBTPS64SDR2SME-1 | xBoard DB 100A 6W+4W TPN split-type | 187634 | 466.1767
XBTPS610SDR2SME-1 | xBoard DB 100A 6W+10W TPN split-type | 187637 | 603.8098
XBTPS84SDR2SME-1 | xBoard DB 100A 8W+4W TPN split-type | 187639 | 521.6739
XBTPS88SDR2SME-1 | xBoard DB 100A 8W+8W TPN split-type | 187641 | 603.8098
XBTPS106SDR2SME-1 | xBoard DB 100A 10W+6W TPN split-type | 187643 | 621.5689
XBTPS24SDR2SME-1 | xBoard DB 100A 2W+4W TPN split-type | 187624 | 369.9815
XBTPS26SDR2SME-1 | xBoard DB 100A 2W+6W TPN split-type | 187625 | 404.6672
XBTPS42SDR2SME-1 | xBoard DB 100A 4W+2W TPN split-type | 187627 | 369.9815
XBTPS44SDR2SME-1 | xBoard DB 100A 4W+4W TPN split-type | 187628 | 404.6672
XBTPS62SDR2SME-1 | xBoard DB 100A 6W+2W TPN split-type | 187633 | 404.6672
XBTPS22SDR2FME-1 | xBoard DB 100A 2W+2W TPN split-type | 187601 | 365.1717
XBTPS212SDR2FME-1 | xBoard DB 100A 2W+12W TPN split-type | 187604 | 559.412
XBTPS410SDR2FME-1 | xBoard DB 100A 4W+10W TPN split-type | 187609 | 566.0717
XBTPS412SDR2FME-1 | xBoard DB 100A 4W+12W TPN split-type | 187610 | 654.8672
XBTPS66SDR2FME-1 | xBoard DB 100A 6W+6W TPN split-type | 187613 | 574.9512
XBTPS68SDR2FME-1 | xBoard DB 100A 6W+8W TPN split-type | 187614 | 594.9302
XBTPS82SDR2FME-1 | xBoard DB 100A 8W+2W TPN split-type | 187616 | 477.2761
XBTPS86SDR2FME-1 | xBoard DB 100A 8W+6W TPN split-type | 187618 | 594.9302
XBTPS104SDR2FME-1 | xBoard DB 100A 10W+4W TPN split-type | 187620 | 566.0717
XBTPS124SDR2FME-1 | xBoard DB 100A 12W+4W TPN split-type | 187622 | 654.8672
XBTPS46SDR2FME-1 | xBoard DB 100A 4W+6W TPN split-type | 187607 | 443.9778
XBTPS48SDR2FME-1 | xBoard DB 100A 4W+8W TPN split-type | 187608 | 521.6739
XBTPS64SDR2FME-1 | xBoard DB 100A 6W+4W TPN split-type | 187612 | 466.1767
XBTPS610SDR2FME-1 | xBoard DB 100A 6W+10W TPN split-type | 187615 | 603.8098
XBTPS84SDR2FME-1 | xBoard DB 100A 8W+4W TPN split-type | 187617 | 521.6739
XBTPS88SDR2FME-1 | xBoard DB 100A 8W+8W TPN split-type | 187619 | 603.8098
XBTPS106SDR2FME-1 | xBoard DB 100A 10W+6W TPN split-type | 187621 | 621.5689
XBTPS24SDR2FME-1 | xBoard DB 100A 2W+4W TPN split-type | 187602 | 369.9815
XBTPS26SDR2FME-1 | xBoard DB 100A 2W+6W TPN split-type | 187603 | 404.6672
XBTPS42SDR2FME-1 | xBoard DB 100A 4W+2W TPN split-type | 187605 | 369.9815
XBTPS44SDR2FME-1 | xBoard DB 100A 4W+4W TPN split-type | 187606 | 404.6672
XBTPS62SDR2FME-1 | xBoard DB 100A 6W+2W TPN split-type | 187611 | 404.6672
Xboard pan busbar Accessories split and non split
XBTPEXT400FME | xBoard DB cable extension box 400mm | 187595 | 157.1246
XBTPEXT400SME | xBoard DB cable extension box 400mm | 187597 | 151.0814
XBTPEXT200FME | xBoard DB cable extension box 200mm | 187594 | 120.8651
XBTPEXT200SME | xBoard DB cable extension box 200mm | 187596 | 112.8074
XBTPIP42SME | xBoard DB add-on canopy for IP42 | 187598 | 111.1207
XBBLKPLT3 | xBoard DB 3-pole blank plate | 187599 | 5.1918
XBKEYLOCK | xBoard DB metal lock with 2 keys | 187600 | 12.4603
Xpower Plus submain distribution for NZM/LZM breakers/ NZM2 250A incoming
XPPN22504BME | xPower Plus PB 250A 4W (NZM1/LZM1) TPN Bottom entry | 187645 | 1110.3827
XPPN22506BME | xPower Plus PB 250A 6W (NZM1/LZM1)TPN Bottom entry | 187646 | 1309.0648
XPPN22508BME | xPower Plus PB 250A 8W (NZM1/LZM1) TPN Bottom entry | 187647 | 1531.1414
XPPN22510BME | xPower Plus PB 250A 10W (NZM1/LZM1)TPN Bottom entry | 187648 | 1729.8462
XPPN22512BME | xPower Plus PB 250A 12W (NZM1/LZM1)TPN Bottom entry | 187649 | 1916.8425
XPPN22514BME | xPower Plus PB 250A 14W(NZM1/LZM1) TPN Bottom entry | 187650 | 2173.9993
XPPN22516BME | xPower Plus PB 250A 16W(NZM1/LZM1) TPN Bottom entry | 187651 | 2325.938
XPPN22504TME | xPower Plus PB 250A 4W(NZM1/LZM1) TPN Top entry | 187539 | 1110.3827
XPPN22506TME | xPower Plus PB 250A 6W(NZM1/LZM1) TPN Top entry | 187540 | 1309.0648
XPPN22508TME | xPower Plus PB 250A 8W(NZM1/LZM1) TPN Top entry | 187541 | 1531.1414
XPPN22510TME | xPower Plus PB 250A 10W (NZM1/LZM1) TPN Top entry | 187542 | 1729.8462
XPPN22512TME | xPower Plus PB 250A 12W(NZM1/LZM1) TPN Top entry | 187543 | 1916.8425
XPPN22514TME | xPower Plus PB 250A 14W(NZM1/LZM1) TPN Top entry | 187544 | 2173.9993
XPPN22516TME | xPower Plus PB 250A 16W(NZM1/LZM1) TPN Top entry | 187545 | 2173.9993
Xpower Plus submain distribution for NZM/LZM breakers/ NZM3 400A incoming
XPPN34004BME | xPower Plus PB 400A 4W (2x250+2X160) TPN Bottom entry | 187652 | 1496.0793
XPPN34006BME | xPower Plus PB 400A 6W (2x250+4X160) TPN Bottom entry | 187653 | 1776.5942
XPPN34008BME | xPower Plus PB 400A 8W (2x250+6X160)TPN Bottom entry | 187654 | 2057.109
XPPN34010BME | xPower Plus PB 400A 10W (2x250+8X160)TPN Bottom entry | 187655 | 2220.7427
XPPN34012BME | xPower Plus PB 400A 12W (2x250+10X160) TPN Bottom entry | 187656 | 2629.8269
XPPN34014BME | xPower Plus PB 400A 14W ((2x250+12X160)TPN Bottom entry | 187657 | 2922.0299
XPPN34016BME | xPower Plus PB 400A 16W (2x250+14X160)TPN Bottom entry | 187658 | 3109.0398
XPPN34004TME | xPower Plus PB 400A 4W (2x250+2X160) TPN Top entry | 187546 | 1496.0793
XPPN34006TME | xPower Plus PB 400A 6W (2x250+4X160) TPN Top entry | 187547 | 1776.5942
XPPN34008TME | xPower Plus PB 400A 8W (2x250+6X160)TPN Top entry | 187548 | 2057.109
XPPN34010TME | xPower Plus PB 400A 10W (2x250+8X160)TPN Top entry | 187549 | 2220.7427
XPPN34012TME | xPower Plus PB 400A 12W (2x250+10X160) TPN Top entry | 187550 | 2629.8269
XPPN34014TME | xPower Plus PB 400A 14W ((2x250+12X160)TPN Top entry | 187551 | 2922.0299
XPPN34016TME | xPower Plus PB 400A 16W (2x250+14X160)TPN Top entry | 187552 | 3109.0398
Xpower Plus submain distribution for NZM/LZM breakers/ NZM4 630A incoming
XPPN46306BME | xPower Plus PB 630A 6W (2 x 250A + 4 x 160A) TPN Bottom entry | 187666 | 3970.92
XPPN46308BME | xPower Plus PB 630A 8W (4 x 250A + 4 x 160A) TPN Bottom entry | 187667 | 4424.7394
XPPN46310BME | xPower Plus PB 630A 10W (4 x 250A + 6 x 160A) TPN Bottom entry | 187668 | 4651.6492
XPPN46312BME | xPower Plus PB 630A 12W (4 x 250A + 8 x 160A) TPN Bottom entry | 187669 | 4878.5589
XPPN46314BME | xPower Plus PB 630A 14W (4 x 250A + 10 x 160A) TPN Bottom entry | 187534 | 5218.9235
XPPN46316BME | xPower Plus PB 630A 16W (4 x 250A + 12 x 160A)TPN Bottom entry | 187535 | 5842.9252
XPPN46306TME | xPower Plus PB 630A 6W (2 x 250A + 4 x 160A) TPN Top entry | 187560 | 3970.92
XPPN46308TME | xPower Plus PB 630A 8W (4 x 250A + 4 x 160A) TPN Top entry | 187561 | 4424.7394
XPPN46310TME | xPower Plus PB 630A 10W (4 x 250A + 6 x 160A) TPN Top entry | 187562 | 4651.6492
XPPN46312TME | xPower Plus PB 630A 12W (4 x 250A + 8 x 160A) TPN Top entry | 187563 | 4878.5589
XPPN46314TME | xPower Plus PB 630A 14W (4 x 250A + 10 x 160A) TPN Top entry | 187564 | 5218.9235
XPPN46316TME | xPower Plus PB 630A 16W (4 x 250A + 12 x 160A)TPN Top entry | 187565 | 5842.9252
Xpower Plus submain distribution for NZM/LZM breakers/ NZM4 800A incoming
XPPN48008BME | xPower Plus PB 800A 8W (4 x 250A + 4 x 160A) TPN bottom entry | 187536 | 4930.424
XPPN48012BME | xPower Plus PB 800A 12W (4 x 250A + 8 x 160A) TPN Bottom entry | 187537 | 5436.1085
XPPN48018BME | xPower Plus PB 800A 18W (4 x 250A + 14 x 160A) TPN Bottom entry | 187538 | 6515.5504
XPPN48008TME | xPower Plus PB 800A 8W (4 x 250A + 4 x 160A) TPN Top entry | 187566 | 4930.424
XPPN48012TME | xPower Plus PB 800A 12W (4 x 250A + 8 x 160A) TPN Top entry | 187567 | 5436.1085
XPPN48018TME | xPower Plus PB 800A 18W (4 x 250A + 14 x 160A) TPN Top entry | 187568 | 6515.5504
Xpower Plus submain distribution for NZM/LZM breakers/ NZM4 800A incoming
XPPN2EXT200MME | xPower Plus meter extension box 200mm for XPPN2 | 187569 | 238.2552
XPPN3EXT200MME | xPower Plus meter extension box 200mm for XPPN3 | 187570 | 260.9462
XPPN4EXT200MME | xPower Plus meter extension box 200mm for XPPN4 | 187571 | 283.6371
XPPN2EXT200ME | xPower Plus cable extension box 200mm for XPPN2 | 187572 | 215.5642
XPPN2EXT400ME | xPower Plus cable extension box 400mm for XPPN2 | 187575 | 238.2552
XPPN3EXT200ME | xPower Plus cable extension box 200mm for XPPN3 | 187573 | 226.9097
XPPN3EXT400ME | xPower Plus cable extension box 400mm for XPPN3 | 187576 | 260.9462
XPPN4EXT200ME | xPower Plus cable extension box 200mm for XPPN4 | 187574 | 238.2552
XPPN4EXT400ME | xPower Plus cable extension box 400mm for XPPN4 | 187577 | 283.6371
XPPN2BAS200ME | xPower Plus base extension kit 200mm for XPPN2 | 187578 | 238.2552
XPPN2BAS400ME | xPower Plus base extension kit 400mm for XPPN2 | 187581 | 272.2917
XPPN3BAS200ME | xPower Plus base extension kit 200mm for XPPN3 | 187579 | 260.9462
XPPN3BAS400ME | xPower Plus base extension kit 400mm for XPPN3 | 187582 | 294.9826
XPPN4BAS200ME | xPower Plus base extension kit 200mm for XPPN4 | 187580 | 283.6371
XPPN4BAS400ME | xPower Plus base extension kit 400mm for XPPN2 | 187583 | 317.6736
NZM2-160-XKC | Box terminal, 3p, up to 160 A (needed to connect main device to XPPN2 busbar) | 262240 | 22.4773
NZM2-250-XKC | Box terminal, 3p, up to 250 A (needed to connect main device to XPPN2 busbar) | 262244 | 31.2286
Panel mounted Fans/filters IP54
E-FAN1 | Filter fan for system ventilation; IP54; fuse with 6 A, free-blowing 25 m³/h | 167287 | 318.4616
E-FAN2 | Filter fan for system ventilation; IP54; fuse with 6 A, free-blowing 61m³/h | 167288 | 445.8426
E-FAN3 | Filter fan for system ventilation; IP54; fuse with 6 A, free-blowing 110m³/h | 167289 | 516.6078
E-FAN4 | Filter fan for system ventilation; IP54; fuse with 6 A, free-blowing 156 m³/h | 167290 | 541.3738
E-FAN5 | Filter fan for system ventilation; IP54; fuse with 6 A, free-blowing 256m³/h | 167291 | 636.9049
EX-FILT1 | Outlet filters; IP54; RAL 7035 cutout [HxW] 92mm x 92mm; dimensions 109mm x 109mm | 167292 | 81.3818
EX-FILT2 | Outlet filters; IP54; RAL 7035 cutout [HxW] 125mm x 125mm; dimensions 145mm x 145mm | 167293 | 120.2971
EX-FILT3 | Outlet filters; IP54; RAL 7035 cutout [HxW] 177mm x 177mm; dimensions 202mm x 202mm | 167294 | 134.4649
EX-FILT4-5 | Outlet filters; IP54; RAL 7035 cutout [HxW] 223mm x 223mm; dimensions 252mm x 252mm | 167295 | 152.1469
Panel mounted Fans/filters IP55
E-FAN2-55 | Filter fan for system ventilation; IP55; fuse with 6 A; air delivery rate, free-blowing 56 m³/h | 167296 | 425.2803
E-FAN3-55 | Filter fan for system ventilation; IP55; fuse with 6 A; air delivery rate, free-blowing 100 m³/h | 167297 | 476.3217
E-FAN4-55 | Filter fan for system ventilation; IP55; fuse with 6 A; air delivery rate, free-blowing 145m³/h | 167298 | 697.4717
E-FAN5-55 | Filter fan for system ventilation; IP55; fuse with 6 A; air delivery rate, free-blowing 233 m³/h | 167299 | 867.5802
EX-FILT2-55 | Outlet filters; IP55; RAL 7035 cutout [HxW] 125mm x 125mm; dimensions 145mm x 145mm | 167300 | 108.8766
EX-FILT3-55 | Outlet filters; IP55; RAL 7035 cutout [HxW] 177mm x 177mm; dimensions 202mm x 202mm | 167301 | 119.0848
EX-FILT4-5-55 | Outlet filters; IP55; RAL 7035 cutout [HxW] 223mm x 223mm; dimensions 252mm x 252mm | 167302 | 139.5014
Panel mounted Filters mat
FILT1 | Filter mat; replace filter for E-FAN1; nonwoven filter pads; IP54; dimensions 87mm x 87mm | 167303 | 40.8331
FILT2 | Filter mat; replace filter for E-FAN2; nonwoven filter pads; IP54; dimensions 119mm x 119mm | 167304 | 51.0414
FILT3 | Filter mat; replace filter for E-FAN3; nonwoven filter pads; IP54; dimensions 170mm x 170mm | 167305 | 61.2497
FILT4 | Filter mat; replace filter for E-FAN4 and E-FAN5; nonwoven filter pads; IP54; dimensions 216mm x 216mm | 167306 | 74.8548
FILT2-55 | Filter mat; replace filter for E-FAN2-55; nonwoven filter pads; IP55.; dimensions 116mm x 108mm | 167307 | 268.7768
FILT3-55 | Filter mat; replace filter for E-FAN3-55; nonwoven filter pads; IP54; dimensions 166mm x 156mm | 167308 | 384.4648
FILT4-55 | Filter mat; replace filter for E-FAN4-55 and E-FAN5-55; nonwoven filter pads; IP54; dimensions 212mm x 200mm | 167309 | 404.8814
panel thermostats/humidistat
TH-TW-1K | Thermostat with temperature delta of 1 K; with changeover contact with snap-action; temperature range 0-60C°; degree of protection IP20 | 167310 | 129.2931
TH-O | Thermostat with temperature delta of less than 7 K; adjustable temperature; with N/C with snap-action; temperature range 0-60C°; degree of protection IP20 | 167312 | 54.4383
TH-C | Thermostat with temperature delta of less than 7 K; adjustable temperature; with N/O with snap-action; temperature range 0-60C°; degree of protection IP20 | 167313 | 54.4383
TH-TWIN | Dual thermostat with a temperature delta of less than 7 K, two different adjustable temperatures; with N/C / N/O with snap-action; degree of protection IP20 | 167266 | 129.2931
HYG | Mechanical humidistat; changeover contact with snap-action; degree of protection IP20 | 167267 | 401.4668
TH-HYG | Electronic humidistat/thermostat combination device; changeover contact/relay; degree of protection IP20 | 167268 | 843.7668
space heaters
R-HEAT-45W | Radiant heaters; heating capacity 45W; degree of protection IP44; rated operating voltage 230V AC 50/60Hz | 167269 | 156.5034
R-HEAT-100W | Radiant heaters; heating capacity 100W; degree of protection IP44; rated operating voltage 230V AC 50/60Hz | 167271 | 176.92
R-HEAT-150W | Radiant heaters; heating capacity 150W; degree of protection IP44; rated operating voltage 230V AC 50/60Hz | 167272 | 278.9851
R-SHEAT-20W | Surface temperature-limited radiant heater; heating capacity 20W; degree of protection IP44; rated operating voltage 230V AC 50/60Hz | 167276 | 200.7334
R-SHEAT-30W | Surface temperature-limited radiant heater; heating capacity 30W; degree of protection IP44; rated operating voltage 230V AC 50/60Hz | 167277 | 217.7531
R-SHEAT-50W | Surface temperature-limited radiant heater; heating capacity 50W; degree of protection IP44; rated operating voltage 230V AC 50/60Hz | 167278 | 268.7768
R-MHEAT-10W | Mini radiant heater; heating capacity 10W; degree of protection IP20; rated operating voltage 230V AC 50/60Hz | 167273 | 159.9003
R-MHEAT-20W | Mini radiant heater; heating capacity 20W; degree of protection IP20; rated operating voltage 230V AC 50/60Hz | 167274 | 173.5231
R-MHEAT-30W | Mini radiant heater; heating capacity 30W; degree of protection IP20; rated operating voltage 230V AC 50/60Hz | 167275 | 197.3366
F-HEAT-250W | Heater blower; optimally built for large enclosures; heating capacity 250W; degree of protection IP20; rated operating voltage 230V AC 50/60Hz | 167279 | 520.5517
Panel light
DNW-SIL/LED/IR/S/MG | SlimLine LED 24V/4W | 170125 | 721.4045
DNW-CON/LED/5W | LED-Converter 5W | 170126 | 151.0889
DNW-CON/LED/15W | LED-converter 15W | 170127 | 179.4974
Panel Door contact switch
NWS-TKT | Door contact with plug-in connection | 255420 | 128.7233
NWS-TKT/M | Door contact mounted with plug connector | 285046 | 156.5055

## PL-PRECONFIGURED ENCLOSURES
Reference | Description | OrderNumber | QTY | UP
Preconfigured Panels-Flat pack (Excluding Busbars and devices)
Flat pack enclosure with wiring duct 200mm, device area width 600mm, height 1060mm
BPM-O-800/10-F | Surface-mounted installation distribution board without door, IP55, HxWxD=1060x800x270mm | 174364 | 1 | 955.764
BBS-4/FL | Busbar support 4p, for flat busbars | 138381 | 10 | 50.3293
BPZ-DMS-800/10-P | Steel sheet door with clip-down handle IP54 HxW=1030x770mm | 174344 | 1 | 795.3039
BPZ-MPL30-600 | Universal mounting plate for HxW=30x600mm | 104317 | 5 | 13
WFB-SET-CS | Wall fixing bracket, (4unit) | 112639 | 1 | 76.3901
F3A-2K-0 | Flange plate, IP66_x, insulating material, blind | 501496 | 3 | 35
BPZ-SF-200/10 | Separation frame 200mm compartment H10 | 173630 | 1 | 153.3373
BPZ-CD-200/10 | Sheet steel door for front plate cover of the 200 mm compartment in shared composition, HxW=950x200mm | 173646 | 1 | 356.3984
BPZ-SF-DP-10 | Partition for shared composition, vertical, H=1040mm | 173638 | 1 | 88.2114
BPZ-SFB-800 | Fixing profiles for separation frame W=800mm | 173633 | 1 | 74.8571
BPZ-FPS/950 | Front plate support, H=950mm | 112345 | 2 | 36.5909
Flat pack enclosure with wiring duct 200mm, device area width 600mm, height 1260mm
BPM-O-800/12-F | Surface-mounted installation distribution board without door, IP55, HxWxD=1260x800x270mm | 174365 | 1 | 1075.1911
BBS-4/FL | Busbar support 4p, for flat busbars | 138381 | 10 | 50.3293
BPZ-MPL30-600 | Universal mounting plate for HxW=30x600mm | 104317 | 5 | 13
BPZ-DMS-800/12-P | Steel sheet door with clip-down handle IP54 HxW=1230x770mm | 174345 | 1 | 856.9402
WFB-SET-CS | Wall fixing bracket, (4unit) | 112639 | 1 | 76.3901
F3A-2K-0 | Flange plate, IP66_x, insulating material, blind | 501496 | 3 | 35
BPZ-SF-200/12 | Separation frame 200mm compartment H12 | 173631 | 1 | 167.6016
BPZ-CD-200/12 | Sheet steel door for front plate cover of the 200 mm compartment in shared composition, HxW=1150x200mm | 173647 | 1 | 335.5007
BPZ-SF-DP-12 | Partition for shared composition, vertical, H=1240mm | 173639 | 1 | 92.7094
BPZ-SFB-800 | Fixing profiles for separation frame W=800mm | 173633 | 1 | 74.8571
BPZ-FPS/1150 | Front plate support, H=1150mm | 112346 | 2 | 36.6612
Flat pack enclosure with wiring duct 200mm, device area width 600mm, height 1560mm
BPM-O-800/15-F | Surface-mounted installation distribution board without door, IP55, HxWxD=1560x800x270mm | 174366 | 1 | 1175.9442
BBS-4/FL | Busbar support 4p, for flat busbars | 138381 | 10 | 50.3293
BPZ-MPL30-600 | Universal mounting plate for HxW=30x600mm | 104317 | 5 | 13
BPZ-DMS-800/15-P | Steel sheet door with clip-down handle IP54 HxW=1530x770mm | 174346 | 1 | 921.9405
WFB-SET-CS | Wall fixing bracket, (4unit) | 112639 | 1 | 76.3901
F3A-2K-0 | Flange plate, IP66_x, insulating material, blind | 501496 | 3 | 35
BPZ-SF-200/15 | Separation frame 200mm compartment H15 | 173632 | 1 | 221.9636
BPZ-CD-200/15 | Sheet steel door for front plate cover of the 200 mm compartment in shared composition, HxW=1450x200mm | 173648 | 1 | 434.7385
BPZ-SF-DP-15 | Partition for shared composition, vertical, H=1540mm | 173640 | 1 | 138.2328
BPZ-SFB-800 | Fixing profiles for separation frame W=800mm | 173633 | 1 | 74.8571
BPZ-FPS/1450 | Front plate support, H=1450mm | 112347 | 2 | 42.3012

## PL-Universal Enclosures
Reference | Description | OrderNumber | QTY | UP
800 x 400 x 1600 W x D x H (mm) Flat pack |  | XVTL-800X400X1600
XLB0804 | Basic frame, for WxD=800x400mm | 284237 | 1 | 530.7681
XLH16 | Profile, vertical, H=1600mm | 132938 | 1 | 283.9
XLSD5S168 | Door to switchgear area, closed, IP55, HxW=1600x800mm | 132943 | 1 | 602.9228
XLST584 | Top plate, closed, IP55, for WxD=800x400mm | 284307 | 2 | 100.6098
XLSR5168 | Rear wall, for HxW=1600x800mm, IP55 | 114755 | 1 | 360.3018
Optional Mounting Plate
XVTL-IC/S-8/16 | Mounting plate, for HxW=1600x800mm, strong | 114782 | 1 | 638.1782
XVTL-IC/BRA/SET | Bracket set for fixing from XVTL-IC | 116893 | 1 | 78.7059
Side Wall
XLSS164 | Side wall, for HxD=1600x400mm, IP55, (2pc.) | 114722 | 1 | 397.7524
1000 x 400 x 1600 W x D x H (mm) Flat pack |  | XVTL-1000x400x1600
XLB1004 | Basic frame, for WxD=1000x400mm | 284240 | 1 | 597.4074
XLH16 | Profile, vertical, H=1600mm | 132938 | 1 | 283.9
XLSD5D1610 | Door to switchgear area, 2-wings, closed, IP55, for HxW=1600x1000mm | 132945 | 1 | 1077.8428
XLST5104 | Top plate, closed, IP55, for WxD=1000x400mm | 284310 | 2 | 117.0454
XLSR51610 | Rear wall, for HxW=1600x1000mm, IP55 | 114757 | 1 | 430.2977
Optional Mounting Plate
XVTL-IC/S-10/16 | Mounting plate, for HxW=1600x1000mm, strong | 114785 | 1 | 861.1414
XVTL-IC/BRA/SET | Bracket set for fixing from XVTL-IC | 116893 | 1 | 78.7059
Side Wall
XLSS164 | Side wall, for HxD=1600x400mm, IP55, (2pc.) | 114722 | 1 | 397.7524
600 x 400 x 1800 W x D x H (mm) Flat pack |  | XVTL-600x400x1800
XLB0604 | Basic frame, for WxD=600x400mm | 284234 | 1 | 476.8959
XLH18 | Profile, vertical, H=1800mm | 132939 | 1 | 325.2006
XLSD5S186 | Door to switchgear area, closed, IP55, HxW=1800x600mm | 132947 | 1 | 656.2978
XLSR5186 | Rear wall, for HxW=1800x600mm, IP55 | 114754 | 1 | 315.2263
XLST564 | Top plate, closed, IP55, for WxD=600x400mm | 284304 | 2 | 80.1596
Optional Mounting Plate
XVTL-IC/S-6/18 | Mounting plate, for HxW=1800x600mm, strong | 114780 | 1 | 576.3054
XVTL-IC/BRA/SET | Bracket set for fixing from XVTL-IC | 116893 | 1 | 78.7059
Side Wall
XLSS184 | Side wall, for HxD=1800x400mm, IP55, (2pc.) | 114723 | 1 | 314.5387
600 x 600 x 1800 W x D x H (mm) Flat pack |  | XVTL-600x600x1800
XSFB0606 | Basic frame, for WxD=600x600mm | 284235 | 1 | 552.1733
XLH18 | Profile, vertical, H=1800mm | 132939 | 1 | 325.2006
XLSD5S186 | Door to switchgear area, closed, IP55, HxW=1800x600mm | 132947 | 1 | 656.2978
XLSR5186 | Rear wall, for HxW=1800x600mm, IP55 | 114754 | 1 | 315.2263
XSPTC0606 | Top plate, closed, IP55, for WxD=600x600mm | 284305 | 2 | 101.6966
Optional Mounting Plate
XVTL-IC/S-6/18 | Mounting plate, for HxW=1800x600mm, strong | 114780 | 1 | 576.3054
XVTL-IC/BRA/SET | Bracket set for fixing from XVTL-IC | 116893 | 1 | 78.7059
Side Wall
XLSS186 | Side wall, for HxD=1800x600mm, IP55, (2pc.) | 114730 | 1 | 637.5128
800 x 400 x 1800 W x D x H (mm) Flat pack |  | XVTL-800x400x1800
XLB0804 | Basic frame, for WxD=800x400mm | 284237 | 1 | 530.7681
XLH18 | Profile, vertical, H=1800mm | 132939 | 1 | 325.2006
XLSD5S188 | Door to switchgear area, closed, IP55, HxW=1800x800mm | 132948 | 1 | 866.5465
XLSR5188 | Rear wall, for HxW=1800x800mm, IP55 | 114756 | 1 | 425.8412
XLST584 | Top plate, closed, IP55, for WxD=800x400mm | 284307 | 2 | 100.6098
Optional Mounting Plate
XVTL-IC/S-8/18 | Mounting plate, for HxW=1800x800mm, strong | 114783 | 1 | 751.3728
XVTL-IC/BRA/SET | Bracket set for fixing from XVTL-IC | 116893 | 1 | 78.7059
Side Wall
XLSS184 | Side wall, for HxD=1800x400mm, IP55, (2pc.) | 114723 | 1 | 314.5387
800 x 600 x 1800 W x D x H (mm) Flat pack |  | XVTL-800x600x1800
XSFB0806 | Basic frame, for WxD=800x600mm | 284238 | 1 | 593.8006
XLH18 | Profile, vertical, H=1800mm | 132939 | 1 | 325.2006
XLSD5S188 | Door to switchgear area, closed, IP55, HxW=1800x800mm | 132948 | 1 | 866.5465
XLSR5188 | Rear wall, for HxW=1800x800mm, IP55 | 114756 | 1 | 425.8412
XSPTC0806 | Top plate, closed, IP55, for WxD=800x600mm | 284308 | 2 | 129.1115
Optional Mounting Plate
XVTL-IC/S-8/18 | Mounting plate, for HxW=1800x800mm, strong | 114783 | 1 | 751.3728
XVTL-IC/BRA/SET | Bracket set for fixing from XVTL-IC | 116893 | 1 | 78.7059
Side Wall
XLSS186 | Side wall, for HxD=1800x600mm, IP55, (2pc.) | 114730 | 1 | 637.5128
1000 x 400 x 1800 W x D x H (mm) Flat pack |  | XVTL-1000x400x1800
XLB1004 | Basic frame, for WxD=1000x400mm | 284240 | 1 | 597.4074
XLH18 | Profile, vertical, H=1800mm | 132939 | 1 | 325.2006
XLSD5D1810 | Door to switchgear area, 2-wings, closed, IP55, for HxW=1800x1000mm | 132950 | 1 | 988.8913
XLSR51810 | Rear wall, for HxW=1800x1000mm, IP55 | 114758 | 1 | 509.1162
XLST5104 | Top plate, closed, IP55, for WxD=1000x400mm | 284310 | 2 | 117.0454
Optional Mounting Plate
XVTL-IC/S-10/18 | Mounting plate, for HxW=1800x1000mm, strong | 114786 | 1 | 916.6399
XVTL-IC/BRA/SET | Bracket set for fixing from XVTL-IC | 116893 | 1 | 78.7059
Side Wall
XLSS184 | Side wall, for HxD=1800x400mm, IP55, (2pc.) | 114723 | 1 | 314.5387
1000 x 600 x 1800 W x D x H (mm) Flat pack |  | XVTL-1000x600x1800
XSFB1006 | Basic frame, for WxD=1000x600mm | 284241 | 1 | 715.7854
XLH18 | Profile, vertical, H=1800mm | 132939 | 1 | 325.2006
XLSD5D1810 | Door to switchgear area, 2-wings, closed, IP55, for HxW=1800x1000mm | 132950 | 1 | 988.8913
XLSR51810 | Rear wall, for HxW=1800x1000mm, IP55 | 114758 | 1 | 509.1162
XSPTC1006 | Top plate, closed, IP55, for WxD=1000x600mm | 284311 | 2 | 152.4008
Optional Mounting Plate
XVTL-IC/S-10/18 | Mounting plate, for HxW=1800x1000mm, strong | 114786 | 1 | 916.6399
XVTL-IC/BRA/SET | Bracket set for fixing from XVTL-IC | 116893 | 1 | 78.7059
Side Wall
XLSS186 | Side wall, for HxD=1800x600mm, IP55, (2pc.) | 114730 | 1 | 637.5128
1200 x 400 x 1800 W x D x H (mm) Flat pack |  | XVTL-1200x400x1800
XLB1204 | Basic frame, for WxD=1200x400mm | 132935 | 1 | 871.4194
XLH18 | Profile, vertical, H=1800mm | 132939 | 1 | 325.2006
XLSD5D1812 | Door to switchgear area, 2-wings, closed, IP55, for HxW=1800x1200mm | 132951 | 1 | 1282.8041
XLSR51812 | Rear wall, for HxW=1800x1200mm, IP55 | 114760 | 1 | 596.9655
XLST5124 | Top plate, closed, IP55, for WxD=1200x400mm | 284313 | 2 | 135.322
Optional Mounting Plate
XVTL-IC/S-12/18 | Mounting plate, for HxW=1800x1200mm, strong | 114789 | 1 | 1069.0219
XVTL-IC/BRA/SET | Bracket set for fixing from XVTL-IC | 116893 | 1 | 78.7059
Side Wall
XLSS184 | Side wall, for HxD=1800x400mm, IP55, (2pc.) | 114723 | 1 | 314.5387
1200 x 600 x 1800 W x D x H (mm) Flat pack |  | XVTL-1200x600x1800
XSFB1206 | Basic frame, for WxD=1200x600mm | 284243 | 1 | 707.0224
XLH18 | Profile, vertical, H=1800mm | 132939 | 1 | 325.2006
XLSD5D1812 | Door to switchgear area, 2-wings, closed, IP55, for HxW=1800x1200mm | 132951 | 1 | 1282.8041
XVTL-R-12/18 | Rear wall, for HxW=1800x1200mm | 116199 | 1 | 578.3153
XSPTC1206 | Top plate, closed, IP55, for WxD=1200x600mm | 284314 | 2 | 178.3961
Optional Mounting Plate
XVTL-IC/S-12/18 | Mounting plate, for HxW=1800x1200mm, strong | 114789 | 1 | 1069.0219
XVTL-IC/BRA/SET | Bracket set for fixing from XVTL-IC | 116893 | 1 | 78.7059
Side Wall
XLSS186 | Side wall, for HxD=1800x600mm, IP55, (2pc.) | 114730 | 1 | 637.5128
600 x 400 x 2000 W x D x H (mm) Flat pack |  | XVTL-600x400x2000
XLB0604 | Basic frame, for WxD=600x400mm | 284234 | 1 | 476.8959
XSFH20 | Profile, vertical, H=2000mm | 284245 | 1 | 349.6058
XSDMC2006 | Door to switchgear area, closed, IP55, HxW=2000x600mm | 284199 | 1 | 691.3376
XSWC2006 | Rear wall, closed, IP55, for HxW=2000 W=600mm | 284356 | 1 | 330.1315
XLST564 | Top plate, closed, IP55, for WxD=600x400mm | 284304 | 2 | 80.1596
Optional Mounting Plate
XVTL-IC/S-6/20 | Mounting plate, for HxW=2000x600mm, strong | 114781 | 1 | 652.4965
XVTL-IC/BRA/SET | Bracket set for fixing from XVTL-IC | 116893 | 1 | 78.7059
Side Wall
XAW2004 | Side plates, HxD=2000x400mm, closed, (2pc.) | 283856 | 1 | 400.7979
600 x 600 x 2000 W x D x H (mm) Flat pack |  | XVTL-600x600x2000
XSFB0606 | Basic frame, for WxD=600x600mm | 284235 | 1 | 552.1733
XSFH20 | Profile, vertical, H=2000mm | 284245 | 1 | 349.6058
XSDMC2006 | Door to switchgear area, closed, IP55, HxW=2000x600mm | 284199 | 1 | 691.3376
XSWC2006 | Rear wall, closed, IP55, for HxW=2000 W=600mm | 284356 | 1 | 330.1315
XSPTC0606 | Top plate, closed, IP55, for WxD=600x600mm | 284305 | 2 | 101.6966
Optional Mounting Plate
XVTL-IC/S-6/20 | Mounting plate, for HxW=2000x600mm, strong | 114781 | 1 | 652.4965
XVTL-IC/BRA/SET | Bracket set for fixing from XVTL-IC | 116893 | 1 | 78.7059
Side Wall
XAW2006 | Side plates, HxD=2000x600mm, closed, (2pc.) | 283857 | 1 | 554.8844
600 x 800 x 2000 W x D x H (mm) Flat pack |  | XVTL-600x800x2000
XSFB0608 | Basic frame, for WxD=600x800mm | 284236 | 1 | 627.054
XSFH20 | Profile, vertical, H=2000mm | 284245 | 1 | 349.6058
XSDMC2006 | Door to switchgear area, closed, IP55, HxW=2000x600mm | 284199 | 1 | 691.3376
XSWC2006 | Rear wall, closed, IP55, for HxW=2000 W=600mm | 284356 | 1 | 330.1315
XSPTC0608 | Top plate, closed, IP55, for WxD=600x800mm | 284306 | 2 | 138.028
Optional Mounting Plate
XVTL-IC/S-6/20 | Mounting plate, for HxW=2000x600mm, strong | 114781 | 1 | 652.4965
XVTL-IC/BRA/SET | Bracket set for fixing from XVTL-IC | 116893 | 1 | 78.7059
Side Wall
XAW2008 | Side plates, HxD=2000x800mm, closed, (2pc.) | 283858 | 1 | 749.206
800 x 400 x 2000 W x D x H (mm) Flat pack |  | XVTL-800x400x2000
XLB0804 | Basic frame, for WxD=800x400mm | 284237 | 1 | 530.7681
XSFH20 | Profile, vertical, H=2000mm | 284245 | 1 | 349.6058
XSDMC2008 | Door to switchgear area, closed, IP55, HxW=2000x800mm | 284200 | 1 | 810.5566
XSWC2008 | Rear wall, closed, IP55, for HxW=2000 W=800mm | 284357 | 1 | 410.1802
XLST584 | Top plate, closed, IP55, for WxD=800x400mm | 284307 | 2 | 100.6098
Optional Mounting Plate
XVTL-IC/S-8/20 | Mounting plate, for HxW=2000x800mm, strong | 114784 | 1 | 826.117
XVTL-IC/BRA/SET | Bracket set for fixing from XVTL-IC | 116893 | 1 | 78.7059
Side Wall
XAW2004 | Side plates, HxD=2000x400mm, closed, (2pc.) | 283856 | 1 | 400.7979
800 x 600 x 2000 W x D x H (mm) Flat pack |  | XVTL-800x600x2000
XSFB0806 | Basic frame, for WxD=800x600mm | 284238 | 1 | 593.8006
XSFH20 | Profile, vertical, H=2000mm | 284245 | 1 | 349.6058
XSDMC2008 | Door to switchgear area, closed, IP55, HxW=2000x800mm | 284200 | 1 | 810.5566
XSWC2008 | Rear wall, closed, IP55, for HxW=2000 W=800mm | 284357 | 1 | 410.1802
XSPTC0806 | Top plate, closed, IP55, for WxD=800x600mm | 284308 | 2 | 129.1115
Optional Mounting Plate
XVTL-IC/S-8/20 | Mounting plate, for HxW=2000x800mm, strong | 114784 | 1 | 826.117
XVTL-IC/BRA/SET | Bracket set for fixing from XVTL-IC | 116893 | 1 | 78.7059
Side Wall
XAW2006 | Side plates, HxD=2000x600mm, closed, (2pc.) | 283857 | 1 | 554.8844
800 x 800 x 2000 W x D x H (mm) Flat pack |  | XVTL-800x800x2000
XSFB0808 | Basic frame, for WxD=800x800mm | 284239 | 1 | 655.861
XSFH20 | Profile, vertical, H=2000mm | 284245 | 1 | 349.6058
XSDMC2008 | Door to switchgear area, closed, IP55, HxW=2000x800mm | 284200 | 1 | 810.5566
XSWC2008 | Rear wall, closed, IP55, for HxW=2000 W=800mm | 284357 | 1 | 410.1802
XSPTC0808 | Top plate, closed, IP55, for WxD=800x800mm | 284309 | 2 | 163.1582
Optional Mounting Plate
XVTL-IC/S-8/20 | Mounting plate, for HxW=2000x800mm, strong | 114784 | 1 | 826.117
XVTL-IC/BRA/SET | Bracket set for fixing from XVTL-IC | 116893 | 1 | 78.7059
Side Wall
XAW2008 | Side plates, HxD=2000x800mm, closed, (2pc.) | 283858 | 1 | 749.206
1000 x 400 x 2000 W x D x H (mm) Flat pack |  | XVTL-1000x400x2000
XLB1004 | Basic frame, for WxD=1000x400mm | 284240 | 1 | 597.4074
XSFH20 | Profile, vertical, H=2000mm | 284245 | 1 | 349.6058
XSDMC2010-S | Door to switchgear area, 2-wings, closed, IP55, for HxW=2000x1000mm | 132952 | 1 | 941.3095
XSWC2010 | Rear wall, closed, IP55, for HxW=2000 W=1000mm | 284358 | 1 | 497.0672
XLST5104 | Top plate, closed, IP55, for WxD=1000x400mm | 284310 | 2 | 117.0454
Optional Mounting Plate
XVTL-IC/S-10/20 | Mounting plate, for HxW=2000x1000mm, strong | 114787 | 1 | 1001.8122
XVTL-IC/BRA/SET | Bracket set for fixing from XVTL-IC | 116893 | 1 | 78.7059
Side Wall
XAW2004 | Side plates, HxD=2000x400mm, closed, (2pc.) | 283856 | 1 | 400.7979
1000 x 600 x 2000 W x D x H (mm) Flat pack |  | XVTL-1000x600x2000
XSFB1006 | Basic frame, for WxD=1000x600mm | 284241 | 1 | 715.7854
XSFH20 | Profile, vertical, H=2000mm | 284245 | 1 | 349.6058
XSDMC2010-S | Door to switchgear area, 2-wings, closed, IP55, for HxW=2000x1000mm | 132952 | 1 | 941.3095
XSWC2010 | Rear wall, closed, IP55, for HxW=2000 W=1000mm | 284358 | 1 | 497.0672
XSPTC1006 | Top plate, closed, IP55, for WxD=1000x600mm | 284311 | 2 | 152.4008
Optional Mounting Plate
XVTL-IC/S-10/20 | Mounting plate, for HxW=2000x1000mm, strong | 114787 | 1 | 1001.8122
XVTL-IC/BRA/SET | Bracket set for fixing from XVTL-IC | 116893 | 1 | 78.7059
Side Wall
XAW2006 | Side plates, HxD=2000x600mm, closed, (2pc.) | 283857 | 1 | 554.8844
1000 x 800 x 2000 W x D x H (mm) Flat pack |  | XVTL-1000x800x2000
XSFB1008 | Basic frame, for WxD=1000x800mm | 284242 | 1 | 728.1136
XSFH20 | Profile, vertical, H=2000mm | 284245 | 1 | 349.6058
XSDMC2010-S | Door to switchgear area, 2-wings, closed, IP55, for HxW=2000x1000mm | 132952 | 1 | 941.3095
XSWC2010 | Rear wall, closed, IP55, for HxW=2000 W=1000mm | 284358 | 1 | 497.0672
XSPTC1008 | Top plate, closed, IP55, for WxD=1000x800mm | 284312 | 2 | 196.7836
Optional Mounting Plate
XVTL-IC/S-10/20 | Mounting plate, for HxW=2000x1000mm, strong | 114787 | 1 | 1001.8122
XVTL-IC/BRA/SET | Bracket set for fixing from XVTL-IC | 116893 | 1 | 78.7059
Side Wall
XAW2008 | Side plates, HxD=2000x800mm, closed, (2pc.) | 283858 | 1 | 749.206
1200 x 400 x 2000 W x D x H (mm) Flat pack |  | XVTL-1200x400x2000
XLB1204 | Basic frame, for WxD=1200x400mm | 132935 | 1 | 871.4194
XSFH20 | Profile, vertical, H=2000mm | 284245 | 1 | 349.6058
XSDMC2012-S | Door to switchgear area, closed, IP55, HxW=2000x1200mm | 284202 | 1 | 1141.287
XSWC2012 | Rear wall, closed, IP55, for HxW=2000 W=1200mm | 284359 | 1 | 557.8122
XLST5124 | Top plate, closed, IP55, for WxD=1200x400mm | 284313 | 2 | 135.322
Optional Mounting Plate
XVTL-IC/S-12/20 | Mounting plate, for HxW=2000x1200mm, strong | 114790 | 1 | 1178.8178
XVTL-IC/BRA/SET | Bracket set for fixing from XVTL-IC | 116893 | 1 | 78.7059
Side Wall
XAW2004 | Side plates, HxD=2000x400mm, closed, (2pc.) | 283856 | 1 | 400.7979
1200 x 600 x 2000 W x D x H (mm) Flat pack |  | XVTL-1200x600x2000
XSFB1206 | Basic frame, for WxD=1200x600mm | 284243 | 1 | 707.0224
XSFH20 | Profile, vertical, H=2000mm | 284245 | 1 | 349.6058
XSDMC2012-S | Door to switchgear area, closed, IP55, HxW=2000x1200mm | 284202 | 1 | 1141.287
XSWC2012 | Rear wall, closed, IP55, for HxW=2000 W=1200mm | 284359 | 1 | 557.8122
XSPTC1206 | Top plate, closed, IP55, for WxD=1200x600mm | 284314 | 2 | 178.3961
Optional Mounting Plate
XVTL-IC/S-12/20 | Mounting plate, for HxW=2000x1200mm, strong | 114790 | 1 | 1178.8178
XVTL-IC/BRA/SET | Bracket set for fixing from XVTL-IC | 116893 | 1 | 78.7059
Side Wall
XAW2006 | Side plates, HxD=2000x600mm, closed, (2pc.) | 283857 | 1 | 554.8844
1200 x 800 x 2000 W x D x H (mm) Flat pack |  | XVTL-1200x800x2000
XSFB1208 | Basic frame, for WxD=1200x800mm | 284244 | 1 | 754.7015
XSFH20 | Profile, vertical, H=2000mm | 284245 | 1 | 349.6058
XSDMC2012-S | Door to switchgear area, closed, IP55, HxW=2000x1200mm | 284202 | 1 | 1141.287
XSWC2012 | Rear wall, closed, IP55, for HxW=2000 W=1200mm | 284359 | 1 | 557.8122
XSPTC1208 | Top plate, closed, IP55, for WxD=1200x800mm | 284315 | 2 | 228.1021
Optional Mounting Plate
XVTL-IC/S-12/20 | Mounting plate, for HxW=2000x1200mm, strong | 114790 | 1 | 1178.8178
XVTL-IC/BRA/SET | Bracket set for fixing from XVTL-IC | 116893 | 1 | 78.7059
Side Wall
XAW2008 | Side plates, HxD=2000x800mm, closed, (2pc.) | 283858 | 1 | 749.206
Corner Sections |  | XVTL-1200x800x2000
XSC200606 | Corner section, HxWxD=2000x600x600mm | 286388 |  | 2434.5846
XSC200808 | Corner section, HxWxD=2000x800x800mm | 288867 |  | 3268.798
Accessories
Enclosures Plinthes (front plates)
XLSPL1F10 | Plinth, front plate, for HxW=100x1000mm (2pc) | 114628 |  | 63.4283
XLSPL1F4 | Plinth, front plate, for HxW=100x425mm (2pc) | 114625 |  | 33.2189
XLSPL1F6 | Plinth, front plate, for HxW=100x600mm (2pc) | 114626 |  | 39.9604
XLSPL1F8 | Plinth, front plate, for HxW=100x800mm (2pc) | 114627 |  | 52.7013
XLSPL1SC6 | Plinth, side plate, for HxD=100x600mm, (2pc.) | 114608 |  | 102.7298
Enclosures Plinthes (side plates)
XLSPL1SC4 | Plinth, side plate, for HxD=100x400mm, (2pc.) | 114606 |  | 80.3287
XLSPL1SC6 | Plinth, side plate, for HxD=100x600mm, (2pc.) | 114608 |  | 102.7298
XLSPL1SC8 | Plinth, side plate, for HxD=100x800mm, (2pc.) | 114609 |  | 122.5076
Complete Plinth For corner Sections
XLSPC14 | Plinth, for corner section, HxWxD=100x400x400mm | 116201 |  | 286.1823
XAP010606C | Plinth, corner section, HxWxD=100x600x600mm | 288868 |  | 269.7873
XAP010808C | Plinth, corner section, HxWxD=100x800x800mm | 288869 |  | 371.6382
Glazed Doors
XLSD5GS168 | glass door H=1600 W=800 | 187997 |  | 1293.3613
XLSD5GD1610 | glass door H=1600 W=1000 split | 187999 |  | 1873.9443
XLSD5GS186 | glass door H=1800 W=600 | 188009 |  | 1220.9158
XLSD5GS188 | glass door H=1800 W=800 | 188010 |  | 1392.0135
XLSD5GD1810 | glass door H=1800 W=1000 split | 188012 |  | 1996.6636
XLSD5GD1812 | glass door H=1800 W=1200 | 188013 |  | 2103.834
XSDMD2004 | Door to switchgear area, transparent, IP55, HxW=2000x400mm | 284203 |  | 678.3182
XSDMD2006 | Door to switchgear area, transparent, IP55, HxW=2000x600mm | 284204 |  | 1079.9171
XSDMD2008 | Door to switchgear area, transparent, IP55, HxW=2000x800mm | 284701 |  | 1161.1661
XSDMD2010-S | Door to switchgear area, transparent, IP55, HxW=2000x1000mm | 143334 |  | 1455.2072
XSDMD2012-S | Door to switchgear area, transparent, IP55, HxW=2000x1200mm | 143336 |  | 1472.692
Front Cover Fixing Frame (cover to door distance- 135mm)
XVTL-BP-W-8/16 | Frame for fixing Front Cover Plates WXH (800x1600mm) | 115214 |  | 297.7798
XVTL-BP-W-10/16 | Frame for fixing Front Cover Plates WXH (1000x1600mm) | 115220 |  | 311.5188
XVTL-BP-W-6/18 | Frame for fixing Front Cover Plates WXH (600x1800mm) | 115209 |  | 211.1446
XVTL-BP-W-8/18 | Frame for fixing Front Cover Plates WXH (800x1800mm) | 115215 |  | 231.0167
XVTL-BP-W-10/18 | Frame for fixing Front Cover Plates WXH (1000x1800mm) | 115221 |  | 326.2528
XVTL-BP-W-12/18 | Frame for fixing Front Cover Plates WXH (1200x1800mm) | 115227 |  | 335.7055
XVTL-BP-W-4/20 | Frame for fixing Front Cover Plates WXH (425x2000mm) | 115203 |  | 221.3969
XVTL-BP-W-6/20 | Frame for fixing Front Cover Plates WXH (600x2000mm) | 115210 |  | 214.4732
XVTL-BP-W-8/20 | Frame for fixing Front Cover Plates WXH (800x2000mm) | 115216 |  | 227.2038
XVTL-BP-W-10/20 | Frame for fixing Front Cover Plates WXH (1000x2000mm) | 115222 |  | 242.4954
XVTL-BP-W-12/20 | Frame for fixing Front Cover Plates WXH (1200x2000mm) | 115228 |  | 247.2632
Front Cover support (order along with XVTL-BP-W to mount BPZ-FP covers)
BPZ-FPS/16 | Front Cover support, for 1600mm Heigh Cabinet | 106432 |  | 67.422
BPZ-FPS/17 | Front Cover support, for 1800mm Heigh Cabinet | 106431 |  | 47.7178
BPZ-FPS/20 | Front Cover support, for 2000mm Heigh Cabinet | 106430 |  | 53.9384
Steel sheet Front Cover for Din rail module (45mm cut)- 600mm Wide
BPZ-FP/MSW-600/125-45 | Front plate for HxW=125x600mm, with 45 mm device cutout | 120785 |  | 56.044
BPZ-FP-600/150-45 | Front plate for HxW=150x600mm, with 45 mm device cutout | 286684 |  | 47.9467
BPZ-FP/MSW-600/175-45 | Front plate for HxW=175x600mm, with 45 mm device cutout | 120786 |  | 59.6903
BPZ-FP-600/200-45 | Front plate for HxW=200x600mm, with 45 mm device cutout | 286686 |  | 55.7363
Steel sheet Front Cover for Din rail module (45mm cut) - 800mm Wide
BPZ-FP/MSW-800/125-45 | Front plate for HxW=125x800mm, with 45 mm device cutout | 120787 |  | 64.8411
BPZ-FP-800/150-45 | Front plate for HxW=150x800mm, with 45 mm device cutout | 286690 |  | 60.5299
BPZ-FP/MSW-800/175-45 | Front plate for HxW=175x800mm, with 45 mm device cutout | 120788 |  | 74.1613
BPZ-FP-800/200-45 | Front plate for HxW=200x800mm, with 45 mm device cutout | 286692 |  | 69.2076
Steel sheet Front Cover for Din rail module (45mm cut) - 1000mm Wide
BPZ-FP/MSW-1000/125-45 | Front plate for HxW=125x1000mm, with 45 mm device cutout | 120789 |  | 79.2125
BPZ-FP-1000/150-45 | Front plate for HxW=150x1000mm, with 45 mm device cutout | 293532 |  | 42.959
BPZ-FP/MSW-1000/175-45 | Front plate for HxW=175x1000mm, with 45 mm device cutout | 120790 |  | 87.9514
BPZ-FP-1000/200-45 | Front plate for HxW=200x1000mm, with 45 mm device cutout | 293536 |  | 49.47
Steel sheet Front Cover for Din rail module (45mm cut) - 1200mm Wide
BPZ-FP/MSW-1200/125-45 | Front plate for HxW=125x1200mm, with 45 mm device cutout | 120791 |  | 94.7868
BPZ-FP-1200/150-45 | Front plate for HxW=150x1200mm, with 45 mm device cutout | 293544 |  | 48.2803
BPZ-FP/MSW-1200/175-45 | Front plate for HxW=175x1200mm, with 45 mm device cutout | 120792 |  | 98.6587
BPZ-FP-1200/200-45 | Front plate for HxW=200x1200mm, with 45 mm device cutout | 293548 |  | 55.9592
Blind Steel sheet Front Cover 600mm Wide
BPZ-FP-600/050-BL | Front cover plate, for HxW=50x600mm, blind | 286681 |  | 23.5296
BPZ-FP-600/100-BL | Front cover plate, for HxW=100x600mm, blind | 286682 |  | 26.5162
BPZ-FP-600/125-BL | Front cover plate, for HxW=125x600mm, blind | 151253 |  | 77.7244
BPZ-FP-600/150-BL | Front cover plate, for HxW=150x600mm, blind | 286683 |  | 30.1217
BPZ-FP-600/175-BL | Front cover plate, for HxW=175x600mm, blind | 151258 |  | 66.2262
BPZ-FP-600/200-BL | Front cover plate, for HxW=200x600mm, blind | 286685 |  | 33.0515
BPZ-FP-600/250-BL | Front cover plate, for HxW=250x600mm, blind | 108391 |  | 49.2108
BPZ-FP-600/300-BL | Front cover plate, for HxW=300x600mm, blind | 108392 |  | 49.0736
BPZ-FP-600/350-BL | Front cover plate, for HxW=350x600mm, blind | 119233 |  | 103.6714
BPZ-FP-600/400-BL | Front cover plate, for HxW=400x600mm, blind | 119234 |  | 80.8855
BPZ-FP-600/500-BL | Front cover plate, for HxW=500x600mm, blind | 119235 |  | 142.4482
BPZ-FP-600/800-BL | Front cover plate, for HxW=800x600mm, blind | 119236 |  | 194.8949
Blind Steel sheet Front Cover 800mm Wide
BPZ-FP-800/050-BL | Front cover plate, for HxW=50x800mm, blind | 286687 |  | 26.3679
BPZ-FP-800/100-BL | Front cover plate, for HxW=100x800mm, blind | 286688 |  | 31.3757
BPZ-FP-800/125-BL | Front cover plate, for HxW=125x800mm, blind | 151254 |  | 71.3241
BPZ-FP-800/150-BL | Front cover plate, for HxW=150x800mm, blind | 286689 |  | 35.2224
BPZ-FP-800/175-BL | Front cover plate, for HxW=175x800mm, blind | 151259 |  | 80.6286
BPZ-FP-800/200-BL | Front cover plate, for HxW=200x800mm, blind | 286691 |  | 37.697
BPZ-FP-800/250-BL | Front cover plate, for HxW=250x800mm, blind | 108393 |  | 56.5961
BPZ-FP-800/300-BL | Front cover plate, for HxW=300x800mm, blind | 108394 |  | 60.5889
BPZ-FP-800/350-BL | Front cover plate, for HxW=350x800mm, blind | 119237 |  | 130.409
BPZ-FP-800/400-BL | Front cover plate, for HxW=400x800mm, blind | 119238 |  | 95.7996
BPZ-FP-800/500-BL | Front cover plate, for HxW=500x800mm, blind | 119239 |  | 177.5091
BPZ-FP-800/800-BL | Front cover plate, for HxW=800x800mm, blind | 119240 |  | 243.4337
Blind Steel sheet Front Cover 1000mm Wide
BPZ-FP-1000/050-BL | Front cover plate, for HxW=50x1000mm, blind | 293526 |  | 33.9606
BPZ-FP-1000/100-BL | Front cover plate, for HxW=100x1000mm, blind | 293528 |  | 38.8492
BPZ-FP-1000/125-BL | Front cover plate, for HxW=125x1000mm, blind | 151255 |  | 82.6302
BPZ-FP-1000/150-BL | Front cover plate, for HxW=150x1000mm, blind | 293530 |  | 42.5048
BPZ-FP-1000/175-BL | Front cover plate, for HxW=175x1000mm, blind | 151730 |  | 116.7638
BPZ-FP-1000/200-BL | Front cover plate, for HxW=200x1000mm, blind | 293534 |  | 47.6746
BPZ-FP-1000/250-BL | Front cover plate, for HxW=250x1000mm, blind | 108395 |  | 66.407
BPZ-FP-1000/300-BL | Front cover plate, for HxW=300x1000mm, blind | 108396 |  | 71.4037
BPZ-FP-1000/350-BL | Front cover plate, for HxW=350x1000mm, blind | 119241 |  | 153.6445
BPZ-FP-1000/400-BL | Front cover plate, for HxW=400x1000mm, blind | 119242 |  | 178.3254
BPZ-FP-1000/500-BL | Front cover plate, for HxW=500x1000mm, blind | 119243 |  | 209.6038
BPZ-FP-1000/800-BL | Front cover plate, for HxW=800x1000mm, blind | 119244 |  | 295.3704
Blind Steel sheet Front Cover 1200mm Wide
BPZ-FP-1200/050-BL | Front cover plate, for HxW=50x1200mm, blind | 293538 |  | 35.6694
BPZ-FP-1200/100-BL | Front cover plate, for HxW=100x1200mm, blind | 293540 |  | 41.7261
BPZ-FP-1200/125-BL | Front cover plate, for HxW=125x1200mm, blind | 151256 |  | 90.4606
BPZ-FP-1200/150-BL | Front cover plate, for HxW=150x1200mm, blind | 293542 |  | 47.826
BPZ-FP-1200/175-BL | Front cover plate, for HxW=175x1200mm, blind | 151731 |  | 101.5789
BPZ-FP-1200/200-BL | Front cover plate, for HxW=200x1200mm, blind | 293546 |  | 54.0557
BPZ-FP-1200/250-BL | Front cover plate, for HxW=250x1200mm, blind | 108397 |  | 73.6533
BPZ-FP-1200/300-BL | Front cover plate, for HxW=300x1200mm, blind | 108398 |  | 79.883
BPZ-FP-1200/500-BL | Front cover plate, for HxW=500x1200mm, blind | 152516 |  | 222.1713
BPZ-FP-1200/800-BL | Front cover plate, for HxW=800x1200mm, blind | 152517 |  | 362.0586
Devices Fixing Frames (mounting plates/Dinrails)
XVTL-BP-F-8/16 | Mounting Frame for fixing Device mounting plates/DIN rails WXH (800x1600mm) | 115184 |  | 248.6476
XVTL-BP-F-10/16 | Mounting Frame for fixing Device mounting plates/DIN rails WXH (1000x1600mm) | 115190 |  | 256.1719
XVTL-BP-F-6/18 | Mounting Frame for fixing Device mounting plates/DIN rails WXH (600x1800mm) | 115179 |  | 239.9037
XVTL-BP-F-8/18 | Mounting Frame for fixing Device mounting plates/DIN rails WXH (800x1800mm) | 115185 |  | 254.3249
XVTL-BP-F-10/18 | Mounting Frame for fixing Device mounting plates/DIN rails WXH (1000x1800mm) | 115191 |  | 268.7544
XVTL-BP-F-12/18 | Mounting Frame for fixing Device mounting plates/DIN rails WXH (1200x1800mm) | 115197 |  | 283.4235
XVTL-BP-F-4/20 | Mounting Frame for fixing Device mounting plates/DIN rails WXH (425x2000mm) | 115173 |  | 251.7566
XVTL-BP-F-6/20 | Mounting Frame for fixing Device mounting plates/DIN rails WXH (600x2000mm) | 115180 |  | 259.3441
XVTL-BP-F-8/20 | Mounting Frame for fixing Device mounting plates/DIN rails WXH (800x2000mm) | 115186 |  | 270.6883
XVTL-BP-F-10/20 | Mounting Frame for fixing Device mounting plates/DIN rails WXH (1000x2000mm) | 115192 |  | 288.3549
XVTL-BP-F-12/20 | Mounting Frame for fixing Device mounting plates/DIN rails WXH (1200x2000mm) | 115198 |  | 301.9138
Din Rail Module for Xenergy Basic / Xenergy light
BPZ-DINR24-600-T | Aluminium kit, for B = 600 mm, DIN-Rail, +2 mounting towers adjustable in height | 286753 |  | 28.7484
BPZ-DINR35-800-T | Aluminium kit, for B = 800 mm, DIN-Rail, +2 mounting towers adjustable in height | 286755 |  | 31.3586
BPZ-DINR24-600-B | Aluminium kit, for B = 600 mm, DIN-Rail, +2 mounting towers, fixed | 286754 |  | 17.799
BPZ-DINR35S-800-B | DIN-rail (short) with fixed mounting towers, W=800mm | 174385 |  | 22.0313
Steel sheet General mounting plate Wide 600mm
BPZ-MPL100-600 | Mounting plate for HxW=100x600mm | 114801 |  | 39.7864
BPZ-MPL180-600 | Mounting plate for HxW=180x600mm | 102473 |  | 41.5778
BPZ-MPL200-600 | Mounting plate for HxW=200x600mm | 114807 |  | 51.6574
BPZ-MPL300-600 | Mounting plate for HxW=300x600mm | 114813 |  | 68.4199
BPZ-MPL350-600 | Mounting plate for HxW=350x600mm | 108340 |  | 68.8661
BPZ-MPL400-600 | Mounting plate for HxW=400x600mm | 114819 |  | 70.7142
BPZ-MPL500-600 | Mounting plate for HxW=500x600mm | 114825 |  | 103.4152
BPZ-MPL650-600 | Mounting plate for HxW=650x600mm | 108341 |  | 96.231
BPZ-MPL950-600 | Mounting plate for HxW=950x600mm | 108342 |  | 108.6607
BPZ-MPL1150-600 | Mounting plate for HxW=1150x600mm | 108343 |  | 180.5168
BPZ-MPL1450-600 | Mounting plate for HxW=1450x600mm | 108344 |  | 231.9244
Steel sheet General mounting plate Wide 800mm
BPZ-MPL100-800 | Mounting plate for HxW=100x800mm | 114802 |  | 39.2407
BPZ-MPL180-800 | Mounting plate for HxW=180x800mm | 102474 |  | 47.7465
BPZ-MPL200-800 | Mounting plate for HxW=200x800mm | 114808 |  | 55.8279
BPZ-MPL300-800 | Mounting plate for HxW=300x800mm | 114814 |  | 84.1585
BPZ-MPL350-800 | Mounting plate for HxW=350x800mm | 108347 |  | 85.5072
BPZ-MPL400-800 | Mounting plate for HxW=400x800mm | 114820 |  | 89.4106
BPZ-MPL500-800 | Mounting plate for HxW=500x800mm | 114826 |  | 135.3594
BPZ-MPL650-800 | Mounting plate for HxW=650x800mm | 108348 |  | 139.5973
BPZ-MPL950-800 | Mounting plate for HxW=950x800mm | 108349 |  | 151.5896
BPZ-MPL1150-800 | Mounting plate for HxW=1150x800mm | 108350 |  | 215.2315
BPZ-MPL1450-800 | Mounting plate for HxW=1450x800mm | 108351 |  | 303.9673
Steel sheet General mounting plate Wide 1000mm
BPZ-MPL30-1000 | Mounting plate for HxW=30x1000mm | 104319 |  | 18.6459
BPZ-MPL80-1000 | Mounting plate for HxW=80x1000mm | 293609 |  | 28.9055
BPZ-MPL100-1000 | Mounting plate for HxW=100x1000mm | 114803 |  | 54.6449
BPZ-MPL180-1000 | Mounting plate for HxW=180x1000mm | 102475 |  | 70.1375
BPZ-MPL200-1000 | Mounting plate for HxW=200x1000mm | 114809 |  | 92.9257
BPZ-MPL300-1000 | Mounting plate for HxW=300x1000mm | 114815 |  | 126.2029
BPZ-MPL350-1000 | Mounting plate for HxW=350x1000mm | 153022 |  | 127.9412
BPZ-MPL400-1000 | Mounting plate for HxW=400x1000mm | 114821 |  | 147.0819
BPZ-MPL500-1000 | Mounting plate for HxW=500x1000mm | 114827 |  | 171.6332
BPZ-MPL650-1000 | Mounting plate for HxW=650x1000mm | 153024 |  | 203.9797
BPZ-MPL950-1000 | Mounting plate for HxW=950x1000mm | 153026 |  | 292.1258
BPZ-MPL1150-1000 | Mounting plate for HxW=1150x1000mm | 153028 |  | 350.0318
BPZ-MPL1450-1000 | Mounting plate for HxW=1450x1000mm | 153030 |  | 448.5607
BPZ-MPL1650-1000 | Mounting plate for HxW=1650x1000mm | 153032 |  | 506.51
BPZ-MPL1950-1000 | Mounting plate for HxW=1950x1000mm | 153034 |  | 593.8557
Steel sheet General mounting plate Wide 1200mm
BPZ-MPL30-1200 | Mounting plate for HxW=30x1200mm | 104330 |  | 21.4363
BPZ-MPL80-1200 | Mounting plate for HxW=80x1200mm | 293610 |  | 42.8888
BPZ-MPL100-1200 | Mounting plate for HxW=100x1200mm | 114804 |  | 63.0409
BPZ-MPL180-1200 | Mounting plate for HxW=180x1200mm | 102476 |  | 75.3852
BPZ-MPL200-1200 | Mounting plate for HxW=200x1200mm | 114810 |  | 102.6388
BPZ-MPL300-1200 | Mounting plate for HxW=300x1200mm | 114816 |  | 147.8042
BPZ-MPL350-1200 | Mounting plate for HxW=350x1200mm | 153023 |  | 150.0637
BPZ-MPL400-1200 | Mounting plate for HxW=400x1200mm | 114822 |  | 174.778
BPZ-MPL500-1200 | Mounting plate for HxW=500x1200mm | 114828 |  | 212.1779
BPZ-MPL650-1200 | Mounting plate for HxW=650x1200mm | 153025 |  | 243.3697
BPZ-MPL950-1200 | Mounting plate for HxW=950x1200mm | 153027 |  | 349.9669
BPZ-MPL1150-1200 | Mounting plate for HxW=1150x1200mm | 153029 |  | 420.2891
BPZ-MPL1450-1200 | Mounting plate for HxW=1450x1200mm | 153031 |  | 538.6968
BPZ-MPL1650-1200 | Mounting plate for HxW=1650x1200mm | 153033 |  | 611.2686
BPZ-MPL1950-1200 | Mounting plate for HxW=1950x1200mm | 153035 |  | 714.751
MCCB mounting Plate with Cover (cutted Cover)
BPZ-BZM1/2-600-MV | BZM1/2 Vertical multiple mounting kit 600mm width | 144223 |  | 144.2946
BPZ-BZM1/2-800-MV | BZM1/2 Vertical multiple mounting kit 800mm width | 144224 |  | 191.0583
BPZ-MPL-NZM1X-600-MV | NZM1 vertical multiple mounting plate (4 NZM1 3pole or 3 NZM1 4pole), 600mm wide 200mm H | 120743 |  | 63.6911
BPZ-MPL-NZM1X-800-MV | NZM1 vertical multiple mounting plate (7 NZM1 3pole or 4 NZM1 4pole), 800mm wide 200mm H | 120744 |  | 79.2061
BPZ-FP-600/200-45 | Cut-front plate for BPZ-MPL-NZM1X-600-MV | 286686 |  | 55.7363
BPZ-FP-800/200-45 | Cut-front plate for BPZ-MPL-NZM1X-800-MV | 286692 |  | 69.2076
BPZ-MPL-NZM2X-600-MV | NZM2 vertical multiple mounting plate (3 NZM2 3pole or 2 NZM2 4pole), 600mm wide 300mm H | 120746 |  | 68.8628
BPZ-MPL-NZM2X-800-MV | NZM2 vertical multiple mounting plate (3 NZM2 3pole or 2 NZM2 4pole), 800mm wide 300mm H | 120747 |  | 83.4551
BPZ-FP-NZM2X-3/2-600-MV | Cut-front plate for BPZ-MPL-NZM2X-600-MV | 173608 |  | 144.0989
BPZ-FP-NZM2X-4/4-800-MV | Cut-front plate for BPZ-MPL-NZM2X-800-MV | 173609 |  | 170.1904
BPZ-NZM1-600-MV | Mounting plate + front plate for HxW=300x600mm, NZM1, vertical | 286762 |  | 146.0738
BPZ-NZM2-600-MV | Mounting plate + front plate for HxW=400x600mm, NZM2, vertical | 286763 |  | 162.5009
BPZ-NZM3-600-MV | Mounting plate + front plate for HxW=500x600mm, NZM3, vertical | 286764 |  | 192.4181
BPZ-NZM1-800-MV | Mounting plate + front plate for HxW=300x800mm, NZM1, vertical | 293603 |  | 179.9494
BPZ-NZM2-800-MV | Mounting plate + front plate for HxW=400x800mm, NZM2, vertical | 293605 |  | 191.4016
BPZ-NZM3-800-MV | Mounting plate + front plate for HxW=500x800mm, NZM3, vertical | 293607 |  | 218.3121
BPZ-NZM1-600-MH | Mounting plate + front plate for HxW=200x600mm, NZM1, horizontal | 286760 |  | 140.4845
BPZ-NZM2-600-MH | Mounting plate + front plate for HxW=200x600mm, NZM2, horizontal | 286761 |  | 153.331
BPZ-NZM3-600-MH | Mounting plate + front plate for HxW=300x600mm, NZM3, horizontal | 120750 |  | 227.3051
BPZ-NZM1-800-MH | Mounting plate + front plate for HxW=200x800mm, NZM1, horizontal | 293599 |  | 181.0772
BPZ-NZM2-800-MH | Mounting plate + front plate for HxW=200x800mm, NZM2, horizontal | 293601 |  | 195.8803
BPZ-NZM3-800-MH | Mounting plate + front plate for HxW=300x800mm, NZM3, horizontal | 120751 |  | 244.6013
Section To section Connection kit
XAC55 | Section to section connection kit, IP55 | 284793 |  | 85.7934
Section to Section Segregation
XLSPP164 | Partition side wall, for HxD=1600x400mm | 114739 |  | 185.9732
XLSPP184 | Partition side wall, for HxD=1800x400mm | 114740 |  | 198.9828
XLSPP204 | Partition side wall, for HxD=2000x400mm | 116526 |  | 212.3763
XLSPP166 | Partition side wall, for HxD=1600x600mm | 114746 |  | 282.9216
XLSPP186 | Partition side wall, for HxD=1800x600mm | 114747 |  | 308.1065
XLSPP206 | Partition side wall, for HxD=2000x600mm | 116527 |  | 367.0361
XLSPP208 | Partition side wall, for HxD=2000x800mm | 116528 |  | 448.924
Busbar Supporters to mount copper busbars together
XNNS-25X25 | Busbar supporters section=25X25mm length=1150mm | 141873 |  | 182.8322
XNNS-30X15 | Busbar supporters section=30X15mm length=1150mm | 133071 |  | 101.5414
XNNS-30X30X1300 | Busbar supporters section=30X30mm length=1300mm | 133073 |  | 181.6122
XNNS-30X19X1300 | Busbar supporters section=30X19mm length=1300mm | 133074 |  | 136.2979
XNNS-50X10X1300 | Busbar supporters section=50X10mm length=1300mm | 133075 |  | 113.6518
Vertical Profiles
XVTL-VP6 | Vertical profile 600mm | 115157 |  | 60.7672
XVTL-VP10 | Vertical profile 1000mm | 115158 |  | 83.4047
XVTL-VP14 | Vertical profile 1400mm | 115159 |  | 113.8088
XVTL-VP16 | Vertical profile 1600mm | 115160 |  | 121.3535
XVTL-VP18 | Vertical profile set 1800mm | 115161 |  | 128.8982
XVTL-VP20 | Vertical profile 2000mm | 115162 |  | 137.6816
Horizontal Profiles
XVTL-HP-4 | Horizontal profile 400mm | 115138 |  | 50.9123
XVTL-HP-6 | Horizontal Profile 600mm | 115140 |  | 69.9191
XVTL-HP-8 | Horizontal profile 800mm | 115141 |  | 102.8108
Horizontal Profiles
XVTL-HP/L-4 | Horizontal profile 400mm light | 115145 |  | 44.3606
XVTL-HP/L-6 | Horizontal Profile 600mm light | 115147 |  | 54.2564
XVTL-HP/L-8 | Horizontal profile 800mm light | 115148 |  | 74.908
Horizontal Profiles
XVTL-BRA/M | Bracket for HP forizontal profiles | 115134 |  | 18.698
XVTL-BRA/L | Brackets for HP/L profiles | 116214 |  | 21.5814
XVTL standard Screw
XVTL-SCREW-SET | XVTL screw set for fixing all XVTL parts | 116894 |  | 5.5159
NWS-KG/MU | M6 cage nut | 255215 |  | 1.1654
XVTL-CLIPSNUT-M8 | M8 clip nut | 115250 |  | 4.9967
Top mounted Busbar Holders up to 2500A
XBST12-1 | top mounted busbar Holder 1250A (2 bars 40x10mm/phase) | 283874 |  | 204.2361
XBST16-1 | top mounted busbar Holder 1600A (2 bars 60x10mm/phase) | 283876 |  | 175.1134
Rear mounted Busbar Holders up to 2500A
XBSB163 | Busbar support, MB back, up to 1600A, 3C | 283864 |  | 194.0386
XBSB164 | Busbar support, MB back, up to 1600A, 4C | 283865 |  | 245.2648
XBSB203 | Busbar support, MB back, up to 2000A, 3C | 283866 |  | 236.8441
XBSB204 | Busbar support, MB back, up to 2000A, 4C | 283867 |  | 303.3594
XBSB253 | Busbar support, MB back, up to 2500A, 3C | 285515 |  | 252.8988
XBSB254 | Busbar support, MB back, up to 2500A, 4C | 285516 |  | 319.7331
Cross Bars to Fix XBSB rear busbar holders
XBBB04 | Crossbar, cross support, for busbar bracket, for W=425mm | 283859 |  | 23.8588
XBBB06 | Crossbar, cross support, for busbar bracket, for W=600mm | 283860 |  | 26.1553
XBBB08 | Crossbar, cross support, for busbar bracket, for W=800mm | 283861 |  | 31.6416
XBBB10 | Crossbar, cross support, for busbar bracket, for W=1000mm | 283862 |  | 37.8933
XBBB12 | Crossbar, cross support, for busbar bracket, for W=1200mm | 283863 |  | 44.1451
Top mounted Busbar Holders up to 7100A (1 times needed for 4500A and 2 times needed for 7100A)
XTBST12X30X10L4 | busbar holder 12 bars 30x10mm/phase left enclosure mount | 172480 |  | 451.9678
XTBST12X30X10R4 | busbar holder 12 bars 30x10mm/phase right enclosure mount | 172484 |  | 451.9678
Power Terminal Blocks
K4X185/4 | Connection terminal, 1000A, 4p, flat/round | 74850 |  | 1908.612
K3X185/4 | Connection terminal, 800A, 4p, flat/round | 67731 |  | 1336.0284
K2X240/4 | Connection terminal, 630A, 4p, flat/round | 48747 |  | 1317.152
K240/4 | Connection terminal, 400A, 4p, flat/round | 41628 |  | 755.0553
K150/4 | Connection terminal, 250A, 4p, flat/round | 34509 |  | 587.2652
K95/4 | Connection terminal, 160A, 4p, flat/round | 27390 |  | 339.7749
K4X185/3 | Connection terminal, 1000A, 3p, flat/round | 77223 |  | 2399.2876
K3X185/3 | Connection terminal, 800A, 3p, flat/round | 65358 |  | 1215.7237
K2X240/3 | Connection terminal, 630A, 3p, flat/round | 46374 |  | 1021.4956
K240/3 | Connection terminal, 400A, 3p, flat/round | 39255 |  | 437.9652
K150/3 | Connection terminal, 250A, 3p, flat/round | 32136 |  | 319.905
K95/3 | Connection terminal, 160A, 3p, flat/round | 25017 |  | 232.7351
H-K95/5 | Terminal shroud, for K150/3 (/4, /5) | 36888 |  | 61.7467
H-K150/5 | Terminal shroud, for K150/3 (/4, /5) | 39261 |  | 40.2696
H-K240/5 | Terminal shroud, for K240/3 (/4, /5) | 41634 |  | 93.9624
H-K2X240/5 | Terminal shroud, for K2x240/3 (/4, /5) | 44007 |  | 56.1677
H-K3X185/5 | Terminal shroud, for K3x185/3 (/4, /5) | 48753 |  | 30.8105
H-K3X240/5 | Terminal shroud, for K3x240/3 (/4, /5) | 46380 |  | 32.4464
H-K4X185/5 | Terminal shroud, for K4x185/3 (/4, /5) | 51126 |  | 32.4464

## PL-PRECONFIGURED FLOOR ASSEMB
Reference | Description | OrderNumber | QTY | UP
IP54 distribution section with main busbar 2500A, dropper busbar 1600A, ready for distribution up to 630A MCCB (EATON CAD TOOL CODE: PAS-7) |  | PAS-7
Main Frame
XSFB0806 | Basic frame, for WxD=800x600mm | 284238 | 1 | 593.8006
XSFH20 | Height section, H = 2000 mm | 284245 | 1 | 349.6058
XSWC2008 | Rear wall, closed, IP55, for HxW=2000 W=800mm | 284357 | 1 | 410.1802
XSPTC0806 | Top plate flanges, closed, for WxD = 800 x 600 mm, IP55 | 284308 | 2 | 129.1115
XSDMC2008 | Door to switchgear area, closed, IP55, HxW=2000x800mm | 284200 | 1 | 810.5566
Main Busbar Holder
XBSP | Busbar support, MB for PEN | 283872 | 2 | 16.478
XBST16-1 | Busbar support, MB top, 60mm spacing, 2500A, 3/4C | 283877 | 2 | 175.1134
XSFS06 | Traverse, L=600mm | 284775 | 1 | 61.5426
BPZ-FP-600/200-BL | Front plate, for HxW=200x600mm, blind | 286685 | 1 | 33.0515
BPZ-ASMF-600 | Partition for mounting on base frame, W = 600 mm | 120723 | 2 | 55.3244
main mounting profile
XSFS06 | Traverse, L=600mm | 284775 | 1 | 61.5426
XVTL-BP-F-8/18 | Mounting Frame for fixing Device mounting plates/DIN rails WXH (800x1800mm) | 115185 | 1 | 254.3249
XVTL-SF-20-200 | 200mm divide section | 173668 | 1 | 308.3305
XVTL-BP-W-2/20-TB | Horizontal frame panel for Profi+ | 173674 | 1 | 43.7512
XVTL-BP-W-6/20-TB | Horizontal frame panel for Profi+ | 173676 | 1 | 53.9883
BPZ-FPS/20 | Front plate support, H=1950mm | 106430 | 2 | 53.9384
XVTL-BP-W-6/20 | Frame for fixing Front Cover Plates WXH (600x2000mm) | 115210 | 1 | 214.4732
Dropper Busbar Area
BPZ-CD-200/20-XVTL | Sheet steel door for front plate cover of the 200 mm compartment in shared composition for XVTL, HxW=2000x200mm | 173650 | 1 | 555.6215
XNNFRS-M10X45-8 | Flat round screw M10 x 45, DIN603 - 8.8 | 180522 | 8 | 1.9454
XDSF16 | Dropper bar support, 60mm, 1600A, 3/4C | 283892 | 3 | 154.1917
XDSF16E | End bracket for dropper bar, 60mm, 1600A, 3/4C | 283893 | 1 | 190.8284
XSFS06 | Traverse, L=600mm | 284775 | 2 | 61.5426
Side Wall (needed for the first and last section)
XAW2006 | Side plates, HxD=2000x600mm, closed, (2pc.) | 283857 | 1 | 554.8844
IP54 distribution section with main busbar 2500A, dropper busbar 1600A, ready for distribution up to 630A MCCB, With Built-in Cable chamber (EATON CAD TOOL CODE: PAS-6) |  | PAS-6
Main Frame
XSFB1006 | Basic frame, for WxD=1000x600mm | 284241 | 1 | 715.7854
XSFH20 | Profile, vertical, H=2000mm | 284245 | 1 | 349.6058
XSDMC2010-S | Door to switchgear area, 2-wings, closed, IP55, for HxW=2000x1000mm | 132952 | 1 | 941.3095
XSWC2010 | Rear wall, closed, IP55, for HxW=2000 W=1000mm | 284358 | 1 | 497.0672
XSPTC1006 | Top plate, closed, IP55, for WxD=1000x600mm | 284311 | 2 | 152.4008
Main Busbar Holder
XBSP | Busbar support, MB for PEN | 283872 | 2 | 16.4783
XBST16-1 | Busbar support, MB top, 60mm spacing, 2500A, 3/4C | 283877 | 3 | 175.1134
XSFS06 | Traverse, L=600mm | 284775 | 2 | 61.5426
BPZ-FP-600/200-BL | Front plate, for HxW=200x600mm, blind | 286685 | 1 | 33.0515
BPZ-ASMF-600 | Partition for mounting on base frame, W = 600 mm | 120723 | 2 | 55.3244
main mounting profile
XSFS06 | Traverse, L=600mm | 284775 | 1 | 61.5426
XVTL-BP-F-10/18 | Mounting Frame for fixing Device mounting plates/DIN rails WXH (1000x1800mm) | 115191 | 1 | 268.7544
XVTL-SF-20-200 | 200mm divide section | 173668 | 2 | 308.3305
XVTL-BP-W-2/20-TB | Horizontal frame panel for Profi+ | 173674 | 2 | 43.7512
XVTL-BP-W-6/20-TB | Horizontal frame panel for Profi+ | 173676 | 1 | 53.9883
BPZ-FPS/20 | Front plate support, H=1950mm | 106430 | 3 | 53.9384
XVTL-BP-W-6/20 | Frame for fixing Front Cover Plates WXH (600x2000mm) | 115210 | 1 | 214.4732
Dropper Busbar Area
BPZ-CD-200/20-XVTL | Sheet steel door for front plate cover of the 200 mm compartment in shared composition for XVTL, HxW=2000x200mm | 173650 | 2 | 555.6215
XNNFRS-M10X45-8 | Flat round screw M10 x 45, DIN603 - 8.8 | 180522 | 8 | 1.9454
XDSF16 | Dropper bar support, 60mm, 1600A, 3/4C | 283892 | 3 | 154.1917
XDSF16E | End bracket for dropper bar, 60mm, 1600A, 3/4C | 283893 | 1 | 190.8284
XSFS06 | Traverse, L=600mm | 284775 | 2 | 61.5426
Side Wall (needed for the first and last section)
XAW2006 | Side plates, HxD=2000x600mm, closed, (2pc.) | 283857 | 1 | 554.8844
Cable Chamber Section (EATON CAD TOOL CODE: PAS-13) |  | PAS-13
XSFB0406 | Basic frame, for WxD=425x600mm | 284232 | 1 | 541.9908
XSFH20 | Height section, H = 2000 mm | 284245 | 1 | 349.6058
XAW2006 | Side plates, HxD=2000x600mm, closed, (2pc.) | 283857 | 1 | 554.8844
XSWC2004 | Rear wall, closed, IP55, for HxW=2000 W=425mm | 284355 | 1 | 213.4213
XSPTC0406 | Top plate flanges, closed, for WxD = 425 x 600 mm, IP55 | 284302 | 1 | 81.5339
XSPBM0406 | Bottom-/top plate, split, IP30, for WxD=425x600mm | 284287 | 1 | 154.4316
XSDMC2004 | Door to switchgear area, closed, IP55, HxW=2000x425mm | 284198 | 1 | 642.7593
XVTL-BP-F-4/20 | Mounting frame, Profi+, fixed, for HxW=2000x425mm | 115173 | 1 | 251.7566
XVTL-BP-W-4/20 | Mounting frame for Profi+ service outgoers, fixed mounted design, HxW=2000x425mm | 115203 | 1 | 221.3969
BPZ-FPS/20 | Front plate support, H=1950mm | 106430 | 1 | 53.9384
XVTL-VP18/SET | Vertical profile set 200mm | 115167 | 1 | 331.894
XLSPP206 | Partition side wall, for HxD=2000x600mm | 116527 | 1 | 367.0361
XVTL-HP-6 | Horizontal Profile 600mm | 115140 | 2 | 69.9191
Distribution Compartments |  | NZM1-MK
NZM1 Distribution Compartment/horizontal, 600mm wide (EATON CAD TOOL CODE: NZM1-MK) |  | NZM1-MK
BPZ-NZM1-600-MH | Mounting plate + front plate for HxW=200x600mm, NZM1, horizontal | 286760 | 1 | 140.4845
BPZ-SF-DP-200 | Dividing plate vertical H=200mm | 188213 | 2 | 53.1153
NZM1-4-XIPK | Protection against contact with a finger, IP2X, 4p, NZM1 | 266745 | 1 | 24.7182
NZM2 Distribution Compartment/horizontal, 600mm wide (EATON CAD TOOL CODE: NZM2-MK) |  | NZM2-MK
BPZ-NZM2-600-MH | Mounting plate + front plate for HxW=200x600mm, NZM2, horizontal | 286761 | 1 | 153.331
BPZ-SF-DP-200 | Dividing plate vertical H=200mm | 188213 | 2 | 53.1153
NZM2-4-XIPK | Protection against contact with a finger, IP2X, 4p, NZM2 | 266774 | 1 | 29.3904
NZM3 Distribution Compartment/horizontal, 600mm wide (EATON CAD TOOL CODE: NZM3-MK) |  | NZM3-MK
BPZ-NZM3-600-MH | Mounting plate + front plate for HxW=300x600mm, NZM3, horizontal | 120750 | 1 | 227.3051
BPZ-SF-DP-300 | Dividing plate vertical H=200mm | 188215 | 2 | 59.7024
NZM3-4-XIPK | Protection against contact with a finger, IP2X, 4p, NZM3 | 266805 | 1 | 44.5048
SASY 60i Distribution
4-pole System, Horizontal
BBS-4/FL | Busbar support 4p, for flat busbars 630A | 138381 | 2 | 50.3328
BPZ-MPLSASY-600 | SASY 60i plug-in system mounting plate wide 600mm | 114830 | 1 | 56.7314
ES-BBS-3/FL | End shroud, for 3p, flat rail support | 107068 | 2 | 10.6786
BPZ-FP-600/250-BL | Front cover plate, for HxW=250x600mm, blind | 108391 | 1 | 49.2108
BBC-RCOV1 | Empty section cover, flush, 3p, system 1.1m | 107178 | 1 | 151.6083
BBC-MRCOV1 | Empty section cover bracket | 107179 | 2 | 19.2814
4-Pole Plug sockets
NZM1-4-XAD160 | Busbar Pluggable mounted scoket 4p, for NZM1/LZM1, 160A | NZM1-4-XAD160 |  | 392.7863
NZM2-4-XAD250 | Busbar Pluggable mounted scoket 4p, for NZM2/LZM2, 250A | 138388 |  | 529.6514
3-pole System, Horizontal
BBS-3/FL | Busbar support, 3p, for flat busbars 630A | 107066 | 2 | 33.0523
BPZ-MPLSASY-600 | SASY 60i plug-in system mounting plate wide 600mm | 114830 | 1 | 56.7314
ES-BBS-3/FL | End shroud, for 3p, flat rail support | 107068 | 2 | 10.6786
BPZ-FP-600/250-BL | Front cover plate, for HxW=250x600mm, blind | 108391 | 1 | 49.2108
BBC-RCOV1 | Empty section cover, flush, 3p, system 1.1m | 107178 | 1 | 151.6083
BBC-MRCOV1 | Empty section cover bracket | 107179 | 2 | 19.2814
3-Pole Plug sockets
NZM1-XAD160 | Busbar Pluggable mounted scoket 3p, for NZM1/LZM1, 160A | 104554 |  | 546.5667
NZM2-XAD250 | Busbar Pluggable mounted scoket 3p, for NZM2/LZM2, 250A | 104555 |  | 558.7112
Dina Rail Compartments
Fixed depth DIN rail (EATON CAD TOOL CODE: DIN-MK600) |  | DIN-MK600
BPZ-DINR24-600-B | Aluminium kit, for B = 600 mm, DIN-Rail, +2 mounting towers, fixed | 286754 | 1 | 17.799
BPZ-FP-600/150-45 | Front plate for HxW=150x600mm, with 45 mm device cutout | 286684 | 1 | 47.9467
BPZ-SF-DP-150 | Dividing plate vertical H=150mm | 188211 | 2 | 49.6649
Adjustable depth DIN rail (EATON CAD TOOL CODE: DIN-MK600) |  | DIN-MK600-ADJ
BPZ-DINR24-600-T | Aluminium kit, for B = 600 mm, DIN-Rail, +2 mounting towers adjustable in height | 286753 | 1 | 28.7484
BPZ-FP-600/150-45 | Front plate for HxW=150x600mm, with 45 mm device cutout | 286684 | 1 | 47.9467
BPZ-SF-DP-150 | Dividing plate vertical H=150mm | 188211 | 2 | 49.6649
Space compartments
Empty compartment 100m height |  | EMP-100-6
BPZ-FP-600/100-BL | Front cover plate, for HxW=100x600mm, blind | 286682 | 1 | 26.5162
BPZ-MPL100-600 | Mounting plate for HxW=100x600mm | 114801 | 1 | 39.7826
BPZ-SF-DP-100 | Dividing plate vertical H=100mm | 188209 | 2 | 46.4236
Empty compartment 200m height |  | EMP-200-6
BPZ-FP-600/200-BL | Front cover plate, for HxW=200x600mm, blind | 286685 | 1 | 33.0515
BPZ-MPL200-600 | Mounting plate for HxW=200x600mm | 114807 | 1 | 51.6596
BPZ-SF-DP-200 | Dividing plate vertical H=200mm | 188213 | 2 | 53.1153
Empty compartment 300m height |  | EMP-300-6
BPZ-FP-600/300-BL | Front cover plate, for HxW=300x600mm, blind | 108392 | 1 | 49.0736
BPZ-MPL300-600 | Mounting plate for HxW=300x600mm | 114813 | 1 | 68.4199
BPZ-SF-DP-300 | Dividing plate vertical H=200mm | 188215 | 2 | 59.7024
Empty compartment 400m height |  | EMP-400-6
BPZ-FP-600/400-BL | Front cover plate, for HxW=400x600mm, blind | 119234 | 1 | 80.8855
BPZ-MPL400-600 | Mounting plate for HxW=400x600mm | 114819 | 1 | 70.7142
BPZ-SF-DP-400 | Dividing plate vertical H=400mm | 188217 | 2 | 65.5576
Empty compartment 500m height |  | EMP-500-6
BPZ-FP-600/500-BL | Front cover plate, for HxW=500x600mm, blind | 119235 | 1 | 142.4482
BPZ-MPL500-600 | Mounting plate for HxW=500x600mm | 114825 | 1 | 103.4155
BPZ-SF-DP-500 | Dividing plate vertical H=500mm | 188218 | 2 | 71.622
Space Cover 50m height
BPZ-FP-600/050-BL | Front cover plate, for HxW=50x600mm, blind | 286681 | 1 | 23.5296
rigid Busbar to flexible busbar/wire connector
AKU16/5 | Wire connection terminal 1.5-16mm², f. 5mm (busbar thickness) | 107187 |  | 5.445
AKU35/5 | Conductor connection terminal 4-35mm², f. 5 mm | 107188 |  | 6.2942
AKU70/5 | Wire connection terminal 16-70mm², f. 5 mm (busbar thickness) | 107189 |  | 13.5375
AKU120/5 | Conductor connection terminal 16-120mm², f. 5mm | 107190 |  | 9.9908
AKU16/10 | Conductor connection terminal 1.5-16mm², 10 mm | 107191 |  | 5.9445
AKU35/10 | Conductor connection terminal 4-35mm², 10 mm | 107192 |  | 7.2933
AKU70/10 | Conductor connection terminal 16-70mm², 10 mm | 107193 |  | 7.8939
AKU120/10 | Conductor connection terminal 16-120mm², 10 mm | 107194 |  | 17.5838
Busbar to flexible busbar connector without punching
PK900 | Plate terminal max.32x30x20 | 138378 |  | 34.0084
Flexible Busbar for connection from dropper bar to MCCB
CU-BAND5X32X1-BK | Flexible copper busbar, tinned, 630A, 5x32x1mm, black imsulation,2000mm length | 119035 |  | 469.341
CU-BAND10X16X0,8-BK | Flexible copper busbar, tinned, 400A, 10x16x0.8mm, black imsulation,2000mm length | 80739 |  | 267.3146
CU-BAND6x16x0,8-Bk | Flexible copper busbar, tinned, 250A, 6x16x0.8mm, black imsulation,2000mm length | 81310 |  | 171.3373
CU-BAND6x9x0,8-Bk | Flexible copper busbar, 160A, 6x9x0.8mm, black imsulation,2000mm length | 81414 |  | 118.214
CU-BAND3x9x0,8-Bk | Flexible copper busbar, 100A, 3x9x0.8mm, black imsulation,2000mm length | 81167 |  | 68.3295
Flexible busbar Holding
BZ248 | Flexible busbar Holder | 76516 |  | 22.6156
BZ249 | latch fastener for flexible busbar size 6x9x0.8 | 78889 |  | 3.2308
BZ251 | latch fastener for flexible busbar size 10x16x0.8 | 81262 |  | 3.4327
BZ252 | latch fastener for flexible busbar size 11 x 21 x 1 | 83635 |  | 4.2404
ACB incoming section 600mm wide (EATON CAD TOOL CODE: PAS-1) |  | PAS-1
XSFB0606 | Basic frame, for WxD=600x600mm | 284235 | 1 | 552.1733
XSFH20 | Profile, vertical, H=2000mm | 284245 | 1 | 349.6058
XSDMD2006 | Glazed Door | 284204 | 1 | 1079.9171
XSWC2006 | Rear wall, closed, IP55, for HxW=2000 W=600mm | 284356 | 1 | 330.1315
XSPTC0606 | Top plate, closed, IP55, for WxD=600x600mm | 284305 | 1 | 101.6966
XSPBM0606 |  | 284290 | 1 | 199.7678
XVTL-BP-W-6/20 | Mounting frame for Profi+ service outgoers, fixed mounted design, HxW=2000x600mm | 115210 | 1 | 214.4732
BPZ-FPS/20 | Front plate support, H=1950mm | 106430 | 1 | 53.9384
Side Wall
XAW2006 | Side plates, HxD=2000x600mm, closed, (2pc.) | 283857 | 1 | 554.8844
main profile
XVTL-VP18/SET | Profile, vertical, for H=1800mm, (2pc.) | 115167 | 1 | 331.894
XSFS06 | Traverse, L=600mm | 284775 | 1 | 61.5426
XMPIX16MW600 | IZMX fixing base | 174573 | 1 | 203.3018
XMPIX16W-C-H500W600 | Front plate IZMX16, withdrawable, HxW=500x600mm | 174576 | 1 | 181.972
XVTL-VP6 | for fixing of rear plate for ACB | 115157 | 2 | 60.7672
for cable incoming
XSFS06 | Traverse, L=600mm | 284775 | 1 | 61.5426
BPZ-FP-600/800-BL | Front plate, for HxW=800x600mm, blind | 119236 | 1 | 194.8949
control compartment
BPZ-FP-600/400-BL | Front plate, for HxW=400x600mm, blind | 119234 | 1 | 80.8855
BPZ-MPL400-600 | Mounting plate for HxW=400x600mm | 114819 | 1 | 70.7142
BPZ-SF-DP-400 | Dividing plate vertical H=400mm | 188217 | 2 | 65.5576
BPZ-ASMF-600 | Partition for mounting on base frame, W = 600 mm | 120723 | 2 | 55.3244
Busbar Support Cable area and Busbar Area
XNS-30X30X1300 | Busbar supporters section=30X30mm length=1300mm | 133073 | 1 | 181.6122
XSFS06 | Traverse, L=600mm | 284775 | 2 | 61.5426
XVTL-BRA/M | Bracket for HP forizontal profiles | 115134 | 2 | 18.698
Main Busbar Holder
XBSP | Busbar support, MB for PEN | 283872 | 2 | 16.4783
XBST16-1 | Busbar support, MB top, 60mm spacing, 2500A, 3/4C | 283877 | 2 | 175.1134
XSFS06 | Traverse, L=600mm | 284775 | 1 | 61.5426
BPZ-FP-600/200-BL | Front plate, for HxW=200x600mm, blind | 286685 | 1 | 33.0515
XNNCD50 | Copper spacer, W=50mm | 141855 | 8 | 20.6067
XNNSB | Steel U bolt | 141875 | 16 | 1.986
ACB incoming section 800mm wide (EATON CAD TOOL CODE: PAS-2) |  | PAS-2
XSFB0806 | Basic frame, for WxD=800x600mm | 284238 | 1 | 593.8006
XSFH20 | Profile, vertical, H=2000mm | 284245 | 1 | 349.6058
XSDMD2008 | glazed Door to switchgear area, closed, IP55, HxW=2000x800mm | 284701 | 1 | 1161.1661
XSWC2008 | Rear wall, closed, IP55, for HxW=2000 W=800mm | 284357 | 1 | 410.1802
XSPTC0806 | Top plate, closed, IP55, for WxD=800x600mm | 284308 | 1 | 129.1115
XSPBM0806 | Bottom plate, split, for WxD=800x600mm | 284293 | 1 | 257.6718
Side Wall
XAW2006 | Side plates, HxD=2000x600mm, closed, (2pc.) | 283857 | 1 | 554.8844
main profile
XVTL-VP18/SET | Profile, vertical, for H=1800mm, (2pc.) | 115167 | 1 | 331.894
XSFS06 | Traverse, L=600mm | 284775 | 1 | 61.5426
XMPIX16_40MW800 | IZMX fixing base | 174574 | 1 | 273.7194
XMPIX40W-C-H600W800 | Front plate IZMX, withdrawable, HxW=500x800mm | 174582 | 1 | 255.4211
XVTL-VP6 | for fixing of rear plate for ACB | 115157 | 2 | 60.7672
for cable incoming
XVTL-HP-6 |  | 115140 | 2 | 69.9191
BPZ-FP-800/800-BL | Front plate, for HxW=800x800mm, blind | 119240 | 1 | 243.4337
control compartment
BPZ-FP-800/400-BL | Front plate, for HxW=400x800mm, blind | 119238 | 1 | 95.7996
BPZ-MPL400-800 | Mounting plate for HxW=400x800mm | 114820 | 1 | 89.4092
BPZ-ASMF-800 | Partition for mounting on base frame, W = 800 mm | 120724 | 2 | 71.8433
Busbar Support Cable area and Busbar Area
XNS-30X30X1300 | Busbar supporters section=30X30mm length=1300mm | 133073 | 2 | 181.6122
XSFS06 | Traverse, L=600mm | 284775 | 2 | 61.5426
XVTL-BRA/M | Bracket for HP forizontal profiles | 115134 | 2 | 18.698
Main Busbar Holder
XBSP | Busbar support, MB for PEN | 283872 | 2 | 16.4783
XSFS06 | Traverse, L=600mm | 284775 | 1 | 61.5426
XBST16-1 | Busbar support, MB top, 60mm spacing, 2500A, 3/4C | 283877 | 2 | 175.1134
XNNCD100 | Copper spacer, W=100mm | 141854 | 8 | 35.6488
XNNSB | Steel U bolt | 141875 | 24 | 1.986
BPZ-FP-800/200-BL | Front cover plate, for HxW=200x800mm, blind | 286691 | 1 | 37.697
2 X IZMX16 (3 or 4 pole) incoming section 1000mm wide (PAS-14) |  | PAS-14
XSFB1006 | Basic frame, for WxD=1000x600mm | 284241 | 1 | 715.7854
XSFH20 | Profile, vertical, H=2000mm | 284245 | 1 | 349.6058
XSDMC2010-S | Door to switchgear area, 2-wings, closed, IP55, for HxW=2000x1000mm | 132952 | 1 | 941.3095
XSWC2010 | Rear wall, closed, IP55, for HxW=2000 W=1000mm | 284358 | 1 | 497.0672
XSPTC1006 | Top plate, closed, IP55, for WxD=1000x600mm | 284311 | 1 | 152.4008
XSPBM1006-1 | Bottom plate, split WXD=1000x600mm | 284296 | 1 | 284.8986
XVTL-BP-W-10/20 | Frame for fixing Front Cover Plates WXH (1000x2000mm) | 115222 | 1 | 242.4954
BPZ-FPS/20 | Front plate support, H=1950mm | 106430 | 1 | 53.9384
Side Wall
XAW2006 | Side plates, HxD=2000x600mm, closed, (2pc.) | 283857 | 1 | 554.8844
main profile
XVTL-VP18/SET | Profile, vertical, for H=1800mm, (2pc.) | 115167 | 1 | 331.894
XSFS06 | Traverse, L=600mm | 284775 | 1 | 61.5426
XMPIX16_40MW1000 | IZMX fixing base | 174575 | 1 | 309.9069
XMPIX2X16W-C-H500W1000 | Front plate IZMX, withdrawable, HxW=500x1000mm | 174578 | 1 | 260.2188
XVTL-VP6 | for fixing of rear plate for ACB | 115157 | 2 | 60.7672
for cable incoming
XVTL-HP-6 |  | 115140 | 2 | 69.9191
BPZ-FP-1000/800-BL | Front plate, for HxW=800x1000mm, blind | 119244 | 1 | 295.3704
control compartment
BPZ-FP-1000/400-BL | Front plate, for HxW=400x1000mm, blind | 119242 | 1 | 178.3254
BPZ-MPL400-1000 | Mounting plate for HxW=400x1000mm | 114821 | 1 | 147.0822
BPZ-ASMF-1000 | Partition for mounting on base frame, W = 1000 mm | 120725 | 2 | 86.3228
Busbar Support Cable area and Busbar Area
XNS-30X30X1300 | Busbar supporters section=30X30mm length=1300mm | 133073 | 2 | 181.6122
XSFS06 | Traverse, L=600mm | 284775 | 2 | 61.5426
XVTL-BRA/M | Bracket for HP forizontal profiles | 115134 | 2 | 18.698
Main Busbar Holder
XBSP | Busbar support, MB for PEN | 283872 | 2 | 16.4783
XSFS06 | Traverse, L=600mm | 284775 | 2 | 61.5426
XBST16-1 | Busbar support, MB top, 60mm spacing, 2500A, 3/4C | 283877 | 3 | 175.1134
XNNCD50 | Copper spacer, W=50mm | 141855 | 16 | 20.6067
XNNSB | Steel U bolt | 141875 | 32 | 1.986
BPZ-FP-1000/200-BL | Front cover plate, for HxW=200x1000mm, blind | 293534 | 1 | 47.6746
NZM4 incoming section 600mm wide (EATON CAD TOOL CODE: PAS-8) |  | PAS-8
XSFB0606 | Basic frame, for WxD=600x600mm | 284235 | 1 | 552.1733
XSFH20 | Profile, vertical, H=2000mm | 284245 | 1 | 349.6058
XSDMD2006 | Glazed Door | 284204 | 1 | 1079.9171
XSWC2006 | Rear wall, closed, IP55, for HxW=2000 W=600mm | 284356 | 1 | 330.1315
XSPTC0606 | Top plate, closed, IP55, for WxD=600x600mm | 284305 | 1 | 101.6966
XSPBM0606 | Bottom plate, split, for WxD=600x600mm | 284290 | 1 | 199.7678
XVTL-BP-W-6/20 | Mounting frame for Profi+ service outgoers, fixed mounted design, HxW=2000x600mm | 115210 | 1 | 214.4732
BPZ-FPS/20 | Front plate support, H=1950mm | 106430 | 1 | 53.9384
Side Wall
XAW2006 | Side plates, HxD=2000x600mm, closed, (2pc.) | 283857 | 1 | 554.8844
main profile
XVTL-BP-F-6/18 | Mounting Frame for fixing Device mounting plates/DIN rails WXH (600x1800mm) | 115179 | 1 | 239.9037
XSFS06 | Traverse, L=600mm | 284775 | 2 | 61.5426
BPZ-MPL-NZM4-600-MV-XVTL | Mounting plate for multiple mounting NZM4 vertical W=600mm | 174586 | 1 | 92.0107
BPZ-FP-NZM4-600-MV-XVTL | Front plate single mounting NZM4 for XVTL, vertical HxW=800x600mm | 173604 | 1 | 174.8203
BPZ-ASMF-600 | Partition for mounting on base frame, W = 600 mm | 120723 | 2 | 55.3244
BPZ-SF-DP-800 | Dividing plate vertical H=800mm | 188220 | 2 | 89.2922
Busbar Support Cable area and Busbar Area
XNS-30X30X1300 | Busbar supporters section=30X30mm length=1300mm | 133073 | 1 | 181.6122
XSFS06 | Traverse, L=600mm | 284775 | 2 | 61.5426
XVTL-BRA/M | Bracket for HP forizontal profiles | 115134 | 2 | 18.698
Main Busbar Holder
XBSP | Busbar support, MB for PEN | 283872 | 2 | 16.4783
XSFS06 | Traverse, L=600mm | 284775 | 1 | 61.5426
XBST16-1 | Busbar support, MB top, 60mm spacing, 2500A, 3/4C | 283877 | 2 | 175.1134
XNNCD50 | Copper spacer, W=50mm | 141855 | 8 | 20.6067
XNNSB | Steel U bolt | 141875 | 16 | 1.986
BPZ-FP-600/200-BL | Front plate, for HxW=200x600mm, blind | 286685 | 1 | 33.0515
BPZ-ASMF-600 | Partition for mounting on base frame, W = 600 mm | 120723 | 2 | 55.3244
Control Compartment
BPZ-MPL500-600 | Mounting plate for HxW=500x600mm | 114825 | 1 | 103.4155
BPZ-FP-600/500-BL | Front plate, for HxW=500x600mm, blind | 119235 | 1 | 142.4482
BPZ-ASMF-600 | Partition for mounting on base frame, W = 600 mm | 120723 | 2 | 55.3244
BPZ-SF-DP-500 | Dividing plate vertical H=500mm | 188218 | 2 | 71.622
Cable Compartment
BPZ-FP-600/500-BL | Front plate, for HxW=500x600mm, blind | 119235 | 1 | 142.4482
XSFS06 | Traverse, L=600mm | 284775 | 1 | 61.5426
NZM4 incoming section 1000mm wide (2 NZM4) (EATON CAD TOOL CODE: PAS-9) |  | PAS-9
XSFB1006 | Basic frame, for WxD=1000x600mm | 284241 | 1 | 715.7854
XSFH20 | Profile, vertical, H=2000mm | 284245 | 1 | 349.6058
XSDMC2010-S | Door to switchgear area, 2-wings, closed, IP55, for HxW=2000x1000mm | 132952 | 1 | 941.3095
XSWC2010 | Rear wall, closed, IP55, for HxW=2000 W=1000mm | 284358 | 1 | 497.0672
XSPTC1006 | Top plate, closed, IP55, for WxD=1000x600mm | 284311 | 1 | 152.4008
XSPBM1006-1 | Bottom plate, split WXD=1000x600mm | 284296 | 1 | 284.8986
XVTL-BP-W-10/20 | Frame for fixing Front Cover Plates WXH (1000x2000mm) | 115222 | 1 | 242.4954
BPZ-FPS/20 | Front plate support, H=1950mm | 106430 | 1 | 53.9384
Side Wall
XAW2006 | Side plates, HxD=2000x600mm, closed, (2pc.) | 283857 | 1 | 554.8844
main profile
XVTL-BP-F-10/18 | Mounting Frame for fixing Device mounting plates/DIN rails WXH (1000x1800mm) | 115191 | 1 | 268.7544
XSFS06 | Traverse, L=600mm | 284775 | 1 | 61.5426
BPZ-MPL-NZM4X-1000-MV-XVTL | Mounting plate for multiple mounting NZM4 vertical W=1000mm | 174588 | 1 | 168.6368
BPZ-FP-NZM4X-3/2-1000-MV-XVTL | Front plate multiple mounting NZM4 for XVTL, vertical HxW=800x1000mm | 173617 | 1 | 323.7038
BPZ-ASMF-1000 | Partition for mounting on base frame, W = 1000 mm | 120725 | 1 | 86.3228
BPZ-SF-DP-800 | Dividing plate vertical H=800mm | 188220 | 2 | 89.2922
Busbar Support Cable area and Busbar Area
XNS-30X30X1300 | Busbar supporters section=30X30mm length=1300mm | 133073 | 2 | 181.6122
XSFS06 | Traverse, L=600mm | 284775 | 2 | 61.5426
XVTL-BRA/M | Bracket for HP forizontal profiles | 115134 | 2 | 18.698
Main Busbar Holder
XBSP | Busbar support, MB for PEN | 283872 | 2 | 16.4783
XSFS06 | Traverse, L=600mm | 284775 | 2 | 61.5426
XBST16-1 | Busbar support, MB top, 60mm spacing, 2500A, 3/4C | 283877 | 3 | 175.1134
XNNCD50 | Copper spacer, W=50mm | 141855 | 16 | 20.6067
XNNSB | Steel U bolt | 141875 | 32 | 1.986
BPZ-FP-1000/200-BL | Front cover plate, for HxW=200x1000mm, blind | 293534 | 1 | 47.6746
BPZ-ASMF-1000 | Partition for mounting on base frame, W = 1000 mm | 120725 | 2 | 86.3228
Control Compartment
BPZ-MPL500-1000 | Mounting plate for HxW=500x1000mm | 114827 | 1 | 171.6332
BPZ-FP-1000/500-BL | Front plate, for HxW=500x1000mm, blind | 119243 | 1 | 209.6038
BPZ-ASMF-1000 | Partition for mounting on base frame, W = 1000 mm | 120725 | 2 | 86.3228
BPZ-SF-DP-500 | Dividing plate vertical H=500mm | 188218 | 2 | 71.622
Cable Compartment
BPZ-FP-1000/500-BL | Front cover plate, for HxW=500x1000mm, blind | 119243 | 1 | 209.6038
XVTL-HP-6 | Cross profile 600mm | 115140 | 2 | 69.9191
Offset section for buscouplers 300mm wide (EATON CAD TOOL CODE: PAS-5) |  | PAS-5
XSFB0306 | Frame W=300 D=600 | 177083 | 1 | 812.4753
XSFH20 | Profile, vertical, H=2000mm | 284245 | 1 | 349.6058
XTSZRC-W300 | Rearwall; Closed; Width=300mm | 174079 | 1 | 234.46
XSPTC0306 | Top plate, closed, IP55, for WxD=300x600mm | 177085 | 2 | 127.9785
XSDMC2003 | Door to switchgear area, closed, IP55, HxW=2000x300mm | 284198 | 1 | 642.7593
Dropper Busbar
XDSF16 | Dropper bar support, 60mm, 1600A, 3/4C | 283892 | 4 | 154.1917
XSFS06 | Traverse, L=600mm | 284775 | 2 | 61.5426
XLSPP206 | Partition side wall, for HxD=2000x600mm | 116527 | 1 | 367.0361
XNNFRS-M10X45-8 | Flat round screw M10 x 45, DIN603 - 8.8 | 180522 | 16 | 1.9454
ACB bus Coupler 600mm wide (EATON CAD TOOL CODE: PAS-3) |  | PAS-3
XSFB0606 | Basic frame, for WxD=600x600mm | 284235 | 1 | 552.1733
XSFH20 | Profile, vertical, H=2000mm | 284245 | 1 | 349.6058
XSDMD2006 | Glazed Door | 284204 | 1 | 1079.9171
XSWC2006 | Rear wall, closed, IP55, for HxW=2000 W=600mm | 284356 | 1 | 330.1315
XSPTC0606 | Top plate, closed, IP55, for WxD=600x600mm | 284305 | 1 | 101.6966
XSPBM0606 |  | 284290 | 1 | 199.7678
XVTL-BP-W-6/20 | Mounting frame for Profi+ service outgoers, fixed mounted design, HxW=2000x600mm | 115210 | 1 | 214.4732
BPZ-FPS/20 | Front plate support, H=1950mm | 106430 | 1 | 53.9384
Side Wall
XAW2006 | Side plates, HxD=2000x600mm, closed, (2pc.) | 283857 | 1 | 554.8844
main profile
XVTL-VP16/SET | Profile, vertical, for H=1600mm, (2pc.) | 115166 | 1 | 316.1404
XSFS06 | Traverse, L=600mm | 284775 | 2 | 61.5426
XMPIX16MW600 | IZMX fixing base | 174573 | 1 | 203.3018
XMPIX16W-C-H500W600 | Front plate IZMX16, withdrawable, HxW=500x600mm | 174576 | 1 | 181.972
XVTL-VP6 | for fixing of rear plate for ACB | 115157 | 2 | 60.7672
XVTL-HP-6 |  | 115140 | 4 | 69.9191
Bottom Compartment
BPZ-FP-600/500-BL | Front cover plate, for HxW=500x600mm, blind | 119235 | 1 | 142.4482
BPZ-MPL500-600 | Mounting plate for HxW=500x600mm | 114825 | 1 | 103.4155
BPZ-ASMF-600 | Partition for mounting on base frame, W = 600 mm | 120723 | 2 | 55.3244
BPZ-SF-DP-500 | Dividing plate vertical H=500mm | 188218 | 2 | 71.622
control compartment
BPZ-FP-600/400-BL | Front plate, for HxW=400x600mm, blind | 119234 | 1 | 80.8855
BPZ-MPL400-600 | Mounting plate for HxW=400x600mm | 114819 | 1 | 70.7142
BPZ-SF-DP-400 | Dividing plate vertical H=400mm | 188217 | 2 | 65.5576
BPZ-ASMF-600 | Partition for mounting on base frame, W = 600 mm | 120723 | 2 | 55.3244
Busbar Support Cable area and Busbar Area
XNS-30X30X1300 | Busbar supporters section=30X30mm length=1300mm | 133073 | 1 | 181.6122
XSFS06 | Traverse, L=600mm | 284775 | 2 | 61.5426
XVTL-BRA/M | Bracket for HP forizontal profiles | 115134 | 2 | 18.698
Main Busbar Holder
XBSP | Busbar support, MB for PEN | 283872 | 2 | 16.4783
XBST16-1 | Busbar support, MB top, 60mm spacing, 2500A, 3/4C | 283877 | 4 | 175.1134
XSFS06 | Traverse, L=600mm | 284775 | 2 | 61.5426
XNNCD50 | Copper spacer, W=50mm | 141855 | 16 | 20.6067
XNNSB | Steel U bolt | 141875 | 32 | 1.986
BPZ-FP-600/200-BL | Front plate, for HxW=200x600mm, blind | 286685 | 1 | 33.0515
BPZ-FP-600/300-BL | Front cover plate, for HxW=300x600mm, blind | 108392 | 1 | 49.0736
ACB bus Coupler 800mm wide (EATON CAD TOOL CODE: PAS-4) |  | PAS-4
XSFB0806 | Basic frame, for WxD=800x600mm | 284238 | 1 | 593.8006
XSFH20 | Profile, vertical, H=2000mm | 284245 | 1 | 349.6058
XSDMD2008 | glazed Door to switchgear area, closed, IP55, HxW=2000x800mm | 284701 | 1 | 1161.1661
XSWC2008 | Rear wall, closed, IP55, for HxW=2000 W=800mm | 284357 | 1 | 410.1802
XSPTC0806 | Top plate, closed, IP55, for WxD=800x600mm | 284308 | 1 | 129.1115
XSPBM0806 | Bottom plate, split, for WxD=800x600mm | 284293 | 1 | 257.6718
Side Wall
XAW2006 | Side plates, HxD=2000x600mm, closed, (2pc.) | 283857 | 1 | 554.8844
main profile
XVTL-VP16/SET | Profile, vertical, for H=1600mm, (2pc.) | 115166 | 1 | 316.1404
XSFS06 | Traverse, L=600mm | 284775 | 2 | 61.5426
XMPIX16_40MW800 | IZMX fixing base | 174574 | 1 | 273.7194
XMPIX40W-C-H600W800 | Front plate IZMX, withdrawable, HxW=500x800mm | 174582 | 1 | 255.4211
XVTL-VP6 | for fixing of rear plate for ACB | 115157 | 2 | 60.7672
XVTL-HP-6 |  | 115140 | 4 | 69.9191
Bottom Compartment
BPZ-MPL500-800 | Mounting plate for HxW=500x800mm | 114826 | 1 | 135.355
BPZ-FP-800/500-BL | Front cover plate, for HxW=500x800mm, blind | 119239 | 1 | 177.5091
BPZ-ASMF-800 | Partition for mounting on base frame, W = 800 mm | 120724 | 2 | 71.8433
BPZ-SF-DP-400 | Dividing plate vertical H=400mm | 188217 | 2 | 65.5576
control compartment
BPZ-FP-800/400-BL | Front plate, for HxW=400x800mm, blind | 119238 | 1 | 95.7996
BPZ-MPL400-800 | Mounting plate for HxW=400x800mm | 114820 | 1 | 89.4092
BPZ-ASMF-800 | Partition for mounting on base frame, W = 800 mm | 120724 | 2 | 71.8433
Busbar Support Cable area and Busbar Area
XNS-30X30X1300 | Busbar supporters section=30X30mm length=1300mm | 133073 | 2 | 181.6122
XSFS06 | Traverse, L=600mm | 284775 | 2 | 61.5426
XVTL-BRA/M | Bracket for HP forizontal profiles | 115134 | 2 | 18.698
Main Busbar Holder
XBSP | Busbar support, MB for PEN | 283872 | 2 | 16.4783
XSFS06 | Traverse, L=600mm | 284775 | 2 | 61.5426
XBST16-1 | Busbar support, MB top, 60mm spacing, 2500A, 3/4C | 283877 | 4 | 175.1134
XNNCD100 | Copper spacer, W=100mm | 141854 | 16 | 35.6488
XNNSB | Steel U bolt | 141875 | 48 | 1.986
BPZ-FP-600/200-BL | Front plate, for HxW=200x600mm, blind | 286685 | 1 | 33.0515
BPZ-FP-600/300-BL | Front cover plate, for HxW=300x600mm, blind | 108392 | 1 | 49.0736
Fish Plate To Connect Sections to Each Other
XBTT12-4P | Transport split, MBB, 1250A, 4p | 284778 |  | 199.6177
XBTT20-4P | Transport split, MBB, 2000A, 4p | 284779 |  | 396.1877
XBTT32-4P | Transport split, MBB, 3200A, 4p | 284780 |  | 1168.2318
XBTT12-3P | Transport split, MBB, 1250A, 3p | 289080 |  | 192.4919
XBTT20-3P | Transport split, MBB, 2000A, 3p | 289081 |  | 299.6626
XBTT32-3P | Transport split, MBB, 3200A, 3p | 289082 |  | 718.513
Power Terminal Blocks
K4X185/4 | Connection terminal, 1000A, 4p, flat/round | 74850 |  | 1908.612
K3X185/4 | Connection terminal, 800A, 4p, flat/round | 67731 |  | 1336.0284
K2X240/4 | Connection terminal, 630A, 4p, flat/round | 48747 |  | 1317.152
K240/4 | Connection terminal, 400A, 4p, flat/round | 41628 |  | 755.0553
K150/4 | Connection terminal, 250A, 4p, flat/round | 34509 |  | 587.2652
K95/4 | Connection terminal, 160A, 4p, flat/round | 27390 |  | 339.7749
K4X185/3 | Connection terminal, 1000A, 3p, flat/round | 77223 |  | 2399.2876
K3X185/3 | Connection terminal, 800A, 3p, flat/round | 65358 |  | 1215.7237
K2X240/3 | Connection terminal, 630A, 3p, flat/round | 46374 |  | 1021.4956
K240/3 | Connection terminal, 400A, 3p, flat/round | 39255 |  | 437.9652
K150/3 | Connection terminal, 250A, 3p, flat/round | 32136 |  | 319.905
K95/3 | Connection terminal, 160A, 3p, flat/round | 25017 |  | 232.7351
H-K95/5 | Terminal shroud, for K150/3 (/4, /5) | 36888 |  | 61.7467
H-K150/5 | Terminal shroud, for K150/3 (/4, /5) | 39261 |  | 40.2696
H-K240/5 | Terminal shroud, for K240/3 (/4, /5) | 41634 |  | 93.9624
H-K2X240/5 | Terminal shroud, for K2x240/3 (/4, /5) | 44007 |  | 56.1677
H-K3X185/5 | Terminal shroud, for K3x185/3 (/4, /5) | 48753 |  | 30.8105
H-K3X240/5 | Terminal shroud, for K3x240/3 (/4, /5) | 46380 |  | 32.4464
H-K4X185/5 | Terminal shroud, for K4x185/3 (/4, /5) | 51126 |  | 32.4464

## PL-ENCLOSED SWITCHES
Reference | Description | OrderNumber | UP
Enclosed Switch
MP202 | 20A DP W/P ISOLATOR IP66- Lever Type/Plastic | MP202 | 33.2696
MP352 | 35A DP W/P ISOLATOR IP66 - Lever Type /Plastic | MP352 | 36.6625
MP452 | 45A DP W/P ISOLATOR IP66 - Lever Type /Plastic | MP452 | 41.6035
MP632 | 63A DP W/P ISOLATOR IP66 - Lever Type /Plastic | MP632 | 47.8951
MP203N | 20A TPSN W/P ISOLATOR IP66 - Lever Type /Plastic | MP203N | 39.7259
MP353N | 35A TPSN W/P ISOLATOR IP66 - Lever Type/Plastic | MP353N | 44.5681
MP453N | 45A TPSN W/P ISOLATOR IP66 - Lever Type /Plastic | MP453N | 47.8951
MP633N | 63A TPSN W/P ISOLATOR IP66 - Lever Type /Plastic | MP633N | 68.7792
T0-2-15679/I1/SVB | safety Switch 20A-6.5KW(AC23) IP65 / 3P+1NO Rotary type /Plastic | 207149 | 70.5788
T0-2-8900/I1/SVB | safety Switch 20A-6.5KW(AC23) IP65/3P+N Rotary type/Plastic | 207151 | 70.5788
T0-3-15680/I1/SVB | safety Switch 20A-6.5KW(AC23) IP65/3P+N +1 NO + 1 NC Rotary type/Plastic | 207153 | 86.9724
T0-4-15682/I1/SVB | safety Switch 20A-6.5KW(AC23) IP65/6P+1NO+1NC Rotary type/Plastic | 207161 | 104.6442
P1-25/I2H/SVB-SW/HI11 | safety switch, 3 pole + 1 N/O + 1 N/C, 25 A, STOP function, Lockable in the 0 (Off) position ,knockout | 227862 | 95.0073
P1-32/I2H/SVB | safety switch, 3 pole, 32 A, Emergency-Stop function, Lockable in the 0 (Off) position, knockout | 227868 | 89.6798
P3-100/I5/SVB | Main switch, 3 pole, 100 A, Emergency-Stop function, Lockable in the 0 (Off) position | 207373 | 280.8632
P3-63/I4/SVB | Main switch, 3 pole, 63 A, Emergency-Stop function, Lockable in the 0 (Off) position | 207343 | 170.9208
P1-25/I2H/SVB/HI11 | safety Switch 25A-13KW(AC23) IP65/3P+1NO+1NC Rotary type/Plastic | 226902 | 91.1521
P1-25/I2H/SVB/N | safety Switch 25A-13KW(AC23) IP65/3P+N Rotary type/Plastic | 227860 | 83.8576
T3-3-15680/I2/SVB | safety Switch 32A-13KW(AC23) IP65/3P+N+1NO+1NC Rotary type/Plastic | 207202 | 154.5538
T3-4-15682/I2/SVB | safety Switch 32A-13KW(AC23) IP65/6P+1NO+1NC Rotary Type/Plastic | 207210 | 176.8676
T3-4-8344/I2/SVB | safety Switch 32A-13KW(AC23) IP65/8P+1NO+1NC Rotary Type/Plastic | 207212 | 176.8604
P3-63/I4/SVB/HI11 | safety Switch 63A-30KW(AC23) IP65/3P+1NO+1NC Rotary Type/Plastic | 207348 | 187.076
P3-63/I4/SVB/N | safety Switch 63A-30KW (AC23) IP65/3P+N Rotary Type/Plastic | 207349 | 189.325
P3-63/I4/SVB/N/HI11 | safety Switch 63A-30KW(AC23) IP65/3P+N+1NO+1NC Rotary Type/Plastic | 207350 | 209.2724
T5B-4-15682/I4/SVB | safety Switch 63A-22KW(AC23) IP65/6P+1NO+1NC Rotary Type/Plastic | 207246 | 343.6049
T5B-4-8344/I4/SVB | safety Switch 63A-22KW(AC23) IP65/8P Rotary Type/Plastic | 207248 | 343.5872
DMM-125/3/I5/P-R | safety Switch 125A-59KW(AC23) IP65/3P Rotary Type/Plastic | 172851 | 576.2667
DMM-125/3N/I5/P-R | safety Switch 125A-59KW(AC23) IP65/3P+N Rotary Type/Plastic | 172848 | 594.8453
DMM-125/4/I5/P-R | safety Switch 125A-59KW(AC23) IP65/4P Rotary Type/Plastic | 172854 | 605.2884
DMM-160/3/I5/P-R | safety Switch 160A-80KW(AC23) IP65/3P Rotary Type/Plastic | 172794 | 614.3234
DMM-160/3N/I5/P-R | safety Switch 160A-80KW(AC23) IP65/3P+N Rotary Type/Plastic | 172791 | 632.9019
DMM-160/4/I5/P-R | safety Switch 160A-80KW(AC23) IP65/4P Rotary Type/Plastic | 172797 | 643.345
T0-2-1/ST/SVB-SW | Safety switch, +steel enclosure, 3p, Ie=12A, handle black, 0-1, 90° | 201713 | 211.052
T0-4-15700/ST/SVB | Safety switch, +steel enclosure, 6p+2N/O, Ie=12A, handle red yellow, 0-1, 90° | 215015 | 232.9338
T0-4-15682/ST/SVB | Safety switch, +steel enclosure, 6p+1N/O+1N/C, Ie=12A, handle red yellow, 0-1, 90° | 25527 | 232.9338
T0-2-1/ST/SVB | Safety switch, +steel enclosure, 3p, Ie=12A, handle red yellow, 0-1, 90° | 25528 | 211.0307
T0-4-15682/ST/SVB-SW | Safety switch, +steel enclosure, 6p+1N/O+1N/C, Ie=12A, handle black, 0-1, 90° | 201718 | 232.9552
P1-25/ST/SVB | Safety switch, +steel enclosure, 3p, 25A, handle red yellow, lockable | 25523 | 185.0812
P1-25/ST/SVB-SW | Safety switch, +steel enclosure, 3p, 25A, handle black, lockable | 201714 | 185.0812
T3-4-15682/ST/SVB | Safety switch, +steel enclosure, 6p+1N/O+1N/C, Ie=25A, handle red yellow, 0-1, 90° | 25526 | 315.9949
T3-4-15682/ST/SVB-SW | Safety switch, +steel enclosure, 6p+1N/O+1N/C, Ie=25A, handle black, 0-1, 90° | 201719 | 315.9949
P1-32/ST/SVB | Safety switch, +steel enclosure, 3p, 32A, handle red yellow, lockable | 25522 | 194.8398
P1-32/ST/SVB-SW | Safety switch, +steel enclosure, 3p, 32A, handle black, lockable | 201715 | 194.8398
P3-63/ST/SVB | Safety switch, +steel enclosure, 3p, 63A, handle red yellow, lockable | 25521 | 271.9114
T5B-4-15682/ST/SVB | Safety switch, +steel enclosure, 6p+1N/O+1N/C, Ie=63A, handle red yellow, 0-1, 90° | 215328 | 440.4799
T5B-4-15164/ST/SVB | Safety switch, +steel enclosure, 6p+1N/O+1N/C, Ie=63A, handle red yellow, 0-1, 90° | 25525 | 440.4799
P3-63/ST/SVB-SW | Safety switch, +steel enclosure, 3p, 63A, handle black, lockable | 201716 | 271.9114
T5B-4-15682/ST/SVB-SW | Main switch, +steel enclosure, 6p+1N/O+1N/C, Ie=63A, handle black, 0-1, 90° | 215329 | 440.4871
T5-4-15700/ST/SVB | Safety switch, +steel enclosure, 6p+2N/O, Ie=80A, handle red yellow, 0-1, 90°, flush mounting | 215018 | 539.6484
T5-4-15682/ST/SVB | Safety switch, +steel enclosure, 6p+1N/O+1N/C, Ie=80A, handle red yellow, 0-1, 90° | 215330 | 539.6484
T5-4-15164/ST/SVB | Safety switch, +steel enclosure, 6p+1N/O+1N/C, Ie=80A, handle red yellow, 0-1, 90° | 81952 | 539.6484
P3-100/ST/SVB | Safety switch, +steel enclosure, 3p, 100A, handle red yellow, lockable | 25520 | 309.088
P3-100/ST/SVB-SW | Safety switch, +steel enclosure, 3p, 100A, handle black, lockable | 201717 | 309.088
Metal Clad Enclosed Starters
128ADS-A | ADS8 DOL START 0.63-1.0A 220V | 128ADS-A | 110.4495
228ADS-A | ADS8 DOL START 1.0-1.6A 220V | 228ADS-A | 110.4495
328ADS-A | ADS8 DOL START 1.6-2.5A 220V | 328ADS-A | 110.4495
428ADS-A | ADS8 DOL START 2.5-4.0A 220V | 428ADS-A | 110.4495
628ADS-A | ADS8 DOL START 4.0-6.0A 220V | 628ADS-A | 110.4495
1028ADS-A | ADS8 DOL START 7.0-10.0A 220V | 1028ADS-A | 110.4495
1328ADS-A | ADS8 DOL START 10-13A 220V | 1328ADS-A | 110.4495
1828ADS-A | ADS8 DOL START 13-18A 220V | 1828ADS-A | 110.4495
2528ADS-A | ADS8 DOL START 18-25A 220V | 2528ADS-A | 136.3737
3228ADS-A | ADS8 DOL START 23-32A 220V | 3228ADS-A | 233.674
148ADS-A | ADS8 DOL START .63-1.0A 415V | 148ADS-A | 110.4495
248ADS-A | ADS8 DOL START 1.0-1.6A 415V | 248ADS-A | 110.4495
348ADS-A | ADS8 DOL START 1.6-2.5A 415V | 348ADS-A | 110.4495
448ADS-A | ADS8 DOL START 2.5-4.0A 415V | 448ADS-A | 110.4495
648ADS-A | ADS8 DOL START 4.0-6.0A 415V | 648ADS-A | 110.4495
1048ADS-A | ADS8 DOL START 7.0-10.0A 415V | 1048ADS-A | 110.4495
1348ADS-A | ADS8 DOL START 10-13A 415V | 1348ADS-A | 110.4495
1848ADS-A | ADS8 DOL START 13-18A 415V | 1848ADS-A | 110.4495
2548ADS-A | ADS8 DOL START 18-25A 415V | 2548ADS-A | 136.3737
3248ADS-A | ADS8 DOL START 23-32A 415V | 3248ADS-A | 233.674

## PL-CONTACTORS AND MOTOR CONTROL
Reference | Description | OrderNumber | UP
Source Change Over - Contacteur inverseur
XTCG-25 | Source changeover (contacteur inverseur) 25A AC3 | XTCG-25 | 111.8521
XTCG-40 | Source changeover (contacteur inverseur) 40A AC3 | XTCG-40 | 205.6558
XTCG-65 | Source changeover (contacteur inverseur) 65A AC3 | XTCG-65 | 258.9921
XTCG-80 | Source changeover (contacteur inverseur) 80A AC3 | XTCG-80 | 374.158
XTCG-95 | Source changeover (contacteur inverseur) 95A AC3 | XTCG-95 | 467.0524
Contactor Relays
DILA-40(220V50HZ,240V60HZ) | Contactor relay, 16A, 4NO/0NC,AC operated (220V50HZ,240V60HZ) | 276328 | 40.6231
DILA-40(24VDC) | Contactor relay, 16A, 4NO/0NC,DC operated (24VDC) | 276344 | 43.5054
DILA-31(220V50HZ,240V60HZ) | Contactor relay, 16A, 3NO/1NC,AC operated (220V50HZ,240V60HZ) | 276363 | 40.6231
DILA-31(24VDC) | Contactor relay, 16A, 3NO/1NC,DC operated (24VDC) | 276379 | 43.5054
DILA-22(220V50HZ,240V60HZ) | Contactor relay, 16A, 2NO/2NC,AC operated (220V50HZ,240V60HZ) | 276398 | 40.6231
DILA-22(24VDC) | Contactor relay, 16A, 2NO/2NC,DC operated (24VDC) | 276414 | 43.5054
Mini Contactor, 1NO
DILEEM-10(220V50HZ,240V60HZ) | Contactor,7A (3kW)/400V,AC operated (220V50HZ,240V60HZ) | 51609 | 75.9004
DILEEM-10(380V50HZ,440V60HZ) | Contactor,7A (3kW)/400V,AC operated (380V50HZ,440V60HZ) | 51607 | 75.158
DILEEM-10(24V50HZ) | Contactor,7A (3kW)/400V,AC operated (24V50HZ) | 51604 | 75.158
DILEEM-10(110V50/60HZ) | Contactor,7A (3kW)/400V,AC operated (110V50/60HZ) | 51592 | 75.158
DILEEM-10(48V50HZ) | Contactor,7A (3kW)/400V,AC operated (48V50HZ) | 51603 | 75.158
DILEEM-10-G(24VDC) | Contactor,7A (3kW)/400V,DC operated (24VDC) | 51643 | 78.4862
DILEM-10(220V50HZ,240V60HZ) | Contactor, 9A (4kW)/400V,AC operated (220V50HZ,240V60HZ) | 51785 | 62.6754
DILEM-10(380V50HZ,440V60HZ) | Contactor, 9A (4kW)/400V,AC operated (380V50HZ,440V60HZ) | 51787 | 62.6582
DILEM-10(24V50HZ) | Contactor, 9A (4kW)/400V,AC operated (24V50HZ) | 10005 | 62.6754
DILEM-10(110V50/60HZ) | Contactor, 9A (4kW)/400V,AC operated (110V50/60HZ) | 21455 | 62.6754
DILEM-10(48V50HZ) | Contactor, 9A (4kW)/400V,AC operated (48V50HZ) | 10020 | 62.6754
DILEM-10-G(24VDC) | Contactor, 9A (4kW)/400V,DC operated (24VDC) | 10213 | 95.6408
Accessories for DILE
MVDILE | Mechanical interlock for DILE contactor relay | 10113 | 16.0479
Contactor, 3P
DILM7-10(220V50HZ,240V60HZ) | Contactor,7A (3kW)/400V,AC-operated (220V50HZ,240V60HZ) | 276549 | 30.0942
DILM7-10(110V50/60HZ) | Contactor,7A (3kW)/400V,AC-operated (110V50/60HZ) | 276556 | 27.0732
DILM7-10(380V50HZ,440V60HZ) | Contactor,7A (3kW)/400V,AC-operated (380V50HZ,440V60HZ) | 276551 | 30.0942
DILM7-10(24V50/60HZ) | Contactor,7A (3kW)/400V,AC-operated (24V50/60HZ) | 276554 | 27.0732
DILM7-10(24VDC) | Contactor,7A (3kW)/400V,DC-operated (24VDC) | 276565 | 35.87
DILM7-10(48V50HZ) | Contactor,7A (3kW)/400V,AC-operated (48V50HZ) | 276538 | 27.0732
DILM7-10(48VDC) | Contactor,7A (3kW)/400V,DC-operated (48VDC) | 276566 | 32.1004
DILM9-10(220V50HZ,240V60HZ) | Contactor,9A (4kW)/400V,AC-operated (220V50HZ,240V60HZ) | 276689 | 33.3406
DILM9-10(110V50/60HZ) | Contactor,9A (4kW)/400V,AC-operated (110V50/60HZ) | 276696 | 31.7732
DILM9-10(380V50HZ,440V60HZ) | Contactor,9A (4kW)/400V,AC-operated (380V50HZ,440V60HZ) | 276691 | 34.8095
DILM9-10(24V50/60HZ) | Contactor,9A (4kW)/400V,AC-operated (24V50/60HZ) | 276694 | 31.7732
DILM9-10(24VDC) | Contactor,9A (4kW)/400V,DC-operated (24VDC) | 276705 | 38.5676
DILM9-10(48V50HZ) | Contactor,9A (4kW)/400V,AC-operated (48V50HZ) | 276678 | 31.7732
DILM9-10(48VDC) | Contactor,9A (4kW)/400V,DC-operated (48VDC) | 276706 | 37.1939
DILM12-10(220V50HZ,240V60HZ) | Contactor,12A (5,5kW)/400V,AC-operated | 276829 | 35.6026
DILM12-10(110V50/60HZ) | Contactor,12A (5,5kW)/400V,AC-operated | 276836 | 36.5401
DILM12-10(380V50HZ,440V60HZ) | Contactor,12A (5,5kW)/400V,AC-operated | 276831 | 38.0958
DILM12-10(24V50/60HZ) | Contactor,12A (5,5kW)/400V,AC-operated | 276834 | 36.5401
DILM12-10(24VDC) | Contactor,12A (5,5kW)/400V,DC-operated | 276845 | 46.0723
DILM12-10(48V50HZ) | Contactor,12A (5,5kW)/400V,AC-operated | 276818 | 36.5401
DILM12-10(48VDC) | Contactor,12A (5,5kW)/400V,DC-operated | 276846 | 41.8938
DILM17-10(220V50HZ,240V60HZ) | Contactor,17A (7,5kW)/400V,AC-operated | 277003 | 54.1247
DILM17-10(110V50/60HZ) | Contactor,17A (7,5kW)/400V,AC-operated | 277010 | 51.5779
DILM17-10(380V50HZ,440V60HZ) | Contactor,17A (7,5kW)/400V,AC-operated | 277005 | 53.7682
DILM17-10(RDC24) | Contactor,17A (7,5kW)/400V,DC-operated | 277018 | 101.6868
DILM17-10(24V50/60HZ) | Contactor,17A (7,5kW)/400V,AC-operated | 277008 | 51.5779
DILM17-10(48V50HZ) | Contactor,17A (7,5kW)/400V,AC-operated | 276992 | 51.5779
DILM17-10(RDC60) | Contactor, 3p+1N/O, 7.5kW/400V/AC3 | 277019 | 94.244
DILM25-10(220V50HZ,240V60HZ) | Contactor,25A (11kW)/400V,AC-operated | 277131 | 66.0247
DILM25-10(110V50/60HZ) | Contactor,25A (11kW)/400V,AC-operated | 277138 | 66.0942
DILM25-10(380V50HZ,440V60HZ) | Contactor,25A (11kW)/400V,AC-operated | 277133 | 68.8967
DILM25-10(RDC24) | Contactor,25A (11kW)/400V,DC-operated | 277146 | 104.199
DILM25-10(24V50/60HZ) | Contactor,25A (11kW)/400V,AC-operated | 277136 | 66.0942
DILM25-10(48V50HZ) | Contactor,25A (11kW)/400V,AC-operated | 277120 | 66.0942
DILM25-10(RDC60) | Contactor, 3p+1N/O, 11kW/400V/AC3 | 277147 | 106.2034
DILM32-10(220V50HZ,240V60HZ) | Contactor,32A (15kW)/400V,AC-operated | 277259 | 92.0103
DILM32-10(110V50/60HZ) | Contactor,32A (15kW)/400V,AC-operated | 277266 | 95.0434
DILM32-10(380V50HZ,440V60HZ) | Contactor,32A (15kW)/400V,AC-operated | 277261 | 93.2342
DILM32-10(RDC24) | Contactor,32A (15kW)/400V,DC-operated | 277274 | 258.8372
DILM32-10(24V50/60HZ) | Contactor,32A (15kW)/400V,AC-operated | 277264 | 95.0434
DILM32-10(48V50HZ) | Contactor,32A (15kW)/400V,AC-operated | 277248 | 95.0434
DILM32-10(RDC60) | Contactor, 3p+1N/O, 15kW/400V/AC3 | 277275 | 258.8372
DILM38-10(220V50HZ,240V60HZ) | Contactor,38A (18.5kW)/400V,AC operated | 112427 | 116.1198
DILM38-10(110V50/60HZ) | Contactor,38A (18.5kW)/400V,AC operated | 112434 | 107.4255
DILM38-10(380V50HZ,440V60HZ) | Contactor,38A (18.5kW)/400V,AC operated | 112429 | 116.1244
DILM38-10(RDC24) | Contactor,38A (18.5kW)/400V,DC operated | 112442 | 163.8367
DILM38-10(24V50/60HZ) | Contactor,38A (18.5kW)/400V,AC operated | 112432 | 107.441
DILM38-10(RDC60) | Contactor, 3p+1N/O, 18.5kW/400V/AC3 | 112443 | 171.2372
DILM7-01(220V50HZ,240V60HZ) | Contactor, 3p+1N/C, 3kW/400V/AC3 | 276584 | 27.0732
DILM7-01(110V50/60HZ) | Contactor, 3p+1N/C, 3kW/400V/AC3 | 276591 | 27.0732
DILM7-01(380V50HZ,440V60HZ) | Contactor, 3p+1N/C, 3kW/400V/AC3 | 276586 | 30.2792
DILM7-01(24V50/60HZ) | Contactor, 3p+1N/C, 3kW/400V/AC3 | 276589 | 27.0732
DILM7-01(24VDC) | Contactor, 3p+1N/C, 3kW/400V/AC3 | 276600 | 32.1004
DILM7-01(48V50HZ) | Contactor, 3p+1N/C, 3kW/400V/AC3 | 276573 | 27.0732
DILM7-01(48VDC) | Contactor, 3p+1N/C, 3kW/400V/AC3 | 276601 | 32.1004
DILM9-01(220V50HZ,240V60HZ) | Contactor, 3p+1N/C, 4kW/400V/AC3 | 276724 | 33.3406
DILM9-01(110V50/60HZ) | Contactor, 3p+1N/C, 4kW/400V/AC3 | 276731 | 31.7732
DILM9-01(380V50HZ,440V60HZ) | Contactor, 3p+1N/C, 4kW/400V/AC3 | 276726 | 36.4793
DILM9-01(24V50/60HZ) | Contactor, 3p+1N/C, 4kW/400V/AC3 | 276729 | 31.7732
DILM9-01(24VDC) | Contactor, 3p+1N/C, 4kW/400V/AC3 | 276740 | 38.3889
DILM9-01(48V50HZ) | Contactor, 3p+1N/C, 4kW/400V/AC3 | 276713 | 31.7732
DILM9-01(48VDC) | Contactor, 3p+1N/C, 4kW/400V/AC3 | 276741 | 37.1939
DILM12-01(220V50HZ,240V60HZ) | Contactor, 3p+1N/C, 5.5kW/400V/AC3 | 276864 | 36.5401
DILM12-01(110V50/60HZ) | Contactor, 3p+1N/C, 5.5kW/400V/AC3 | 276871 | 36.5401
DILM12-01(380V50HZ,440V60HZ) | Contactor, 3p+1N/C, 5.5kW/400V/AC3 | 276866 | 45.1888
DILM12-01(24V50/60HZ) | Contactor, 3p+1N/C, 5.5kW/400V/AC3 | 276869 | 36.5401
DILM12-01(24VDC) | Contactor, 3p+1N/C, 5.5kW/400V/AC3 | 276880 | 41.8938
DILM12-01(48V50HZ) | Contactor, 3p+1N/C, 5.5kW/400V/AC3 | 276853 | 36.5401
DILM12-01(48VDC) | Contactor, 3p+1N/C, 5.5kW/400V/AC3 | 276881 | 41.8938
DILM17-01(220V50HZ,240V60HZ) | Contactor, 3p+1N/C, 7.5kW/400V/AC3 | 277035 | 54.1247
DILM17-01(110V50/60HZ) | Contactor, 3p+1N/C, 7.5kW/400V/AC3 | 277042 | 51.5779
DILM17-01(400V50HZ,440V60HZ) | Contactor, 3p+1N/C, 7.5kW/400V/AC3 | 277038 | 51.5779
DILM17-01(RDC24) | Contactor, 3p+1N/C, 7.5kW/400V/AC3 | 277050 | 94.244
DILM17-01(24V50/60HZ) | Contactor, 3p+1N/C, 7.5kW/400V/AC3 | 277040 | 51.5779
DILM17-01(48V50HZ) | Contactor, 3p+1N/C, 7.5kW/400V/AC3 | 277024 | 51.5779
DILM17-01(RDC60) | Contactor, 3p+1N/C, 7.5kW/400V/AC3 | 277051 | 94.244
DILM25-01(220V50HZ,240V60HZ) | Contactor, 3p+1N/C, 11kW/400V/AC3 | 277163 | 67.4218
DILM25-01(110V50/60HZ) | Contactor, 3p+1N/C, 11kW/400V/AC3 | 277170 | 66.0942
DILM25-01(400V50HZ,440V60HZ) | Contactor, 3p+1N/C, 11kW/400V/AC3 | 277166 | 66.0942
DILM25-01(RDC24) | Contactor, 3p+1N/C, 11kW/400V/AC3 | 277178 | 106.2034
DILM25-01(24V50/60HZ) | Contactor, 3p+1N/C, 11kW/400V/AC3 | 277168 | 66.0942
DILM25-01(48V50HZ) | Contactor, 3p+1N/C, 11kW/400V/AC3 | 277152 | 66.0942
DILM25-01(RDC60) | Contactor, 3p+1N/C, 11kW/400V/AC3 | 277179 | 106.2034
DILM32-01(220V50HZ,240V60HZ) | Contactor, 3p+1N/C, 15kW/400V/AC3 | 277291 | 96.922
DILM32-01(110V50/60HZ) | Contactor, 3p+1N/C, 15kW/400V/AC3 | 277298 | 95.0434
DILM32-01(400V50HZ,440V60HZ) | Contactor, 3p+1N/C, 15kW/400V/AC3 | 277294 | 95.0434
DILM32-01(RDC24) | Contactor, 3p+1N/C, 15kW/400V/AC3 | 277306 | 263.8457
DILM32-01(24V50/60HZ) | Contactor, 3p+1N/C, 15kW/400V/AC3 | 277296 | 95.0434
DILM32-01(48V50HZ) | Contactor, 3p+1N/C, 15kW/400V/AC3 | 277280 | 95.0434
DILM32-01(RDC60) | Contactor, 3p+1N/C, 15kW/400V/AC3 | 277307 | 263.8457
DILM38-01(230V50HZ,240V60HZ) | Contactor, 3p+1N/C, 18.5kW/400V/AC3 | 112456 | 116.1198
DILM38-01(110V50/60HZ) | Contactor, 3p+1N/C, 18.5kW/400V/AC3 | 112462 | 107.441
DILM38-01(400V50HZ,440V60HZ) | Contactor, 3p+1N/C, 18.5kW/400V/AC3 | 112458 | 107.441
DILM38-01(RDC24) | Contactor, 3p+1N/C, 18.5kW/400V/AC3 | 112470 | 166.9838
DILM38-01(24V50/60HZ) | Contactor, 3p+1N/C, 18.5kW/400V/AC3 | 112460 | 107.441
DILM38-01(RDC60) | Contactor, 3p+1N/C, 18.5kW/400V/AC3 | 112471 | 166.9838
DILM40(220V50HZ,240V60HZ) | Contactor, 3p, 18.5kW/400V/AC3 | 277765 | 124.7874
DILM40(380V50HZ,440V60HZ) | Contactor, 3p, 18.5kW/400V/AC3 | 277767 | 124.7874
DILM40(110V50/60HZ) | Contactor, 3p, 18.5kW/400V/AC3 | 277772 | 124.7874
DILM40(RDC24) | Contactor, 3p, 18.5kW/400V/AC3 | 277780 | 210.1139
DILM40(24V50/60HZ) | Contactor, 3p, 18.5kW/400V/AC3 | 277770 | 124.7874
DILM40(48V50HZ) | Contactor, 3p, 18.5kW/400V/AC3 | 277754 | 124.7874
DILM40(RDC60) | Contactor, 3p, 18.5kW/400V/AC3 | 277781 | 210.1139
DILM50(220V50HZ,240V60HZ) | Contactor,50A (22kW)/400V,AC-operated | 277829 | 138.2984
DILM50(380V50HZ,440V60HZ) | Contactor,50A (22kW)/400V,AC-operated | 277831 | 135.5814
DILM50(110V50/60HZ) | Contactor,50A (22kW)/400V,AC-operated | 277836 | 138.21
DILM50(RDC24) | Contactor,50A (22kW)/400V,DC-operated | 277844 | 216.6142
DILM50(24V50/60HZ) | Contactor,50A (22kW)/400V,AC-operated | 277834 | 138.21
DILM50(48V50HZ) | Contactor,50A (22kW)/400V,AC-operated | 277818 | 138.21
DILM50(RDC60) | Contactor,50A (22kW)/400V,AC-operated | 277845 | 216.6142
DILM65(220V50HZ,240V60HZ) | Contactor,65A (30kW)/400V,AC-operated | 277893 | 190.666
DILM65(380V50HZ,440V60HZ) | Contactor,65A (30kW)/400V,AC-operated | 277895 | 192.7193
DILM65(110V50/60HZ) | Contactor,65A (30kW)/400V,AC-operated | 277900 | 196.4486
DILM65(RDC24) | Contactor,65A (30kW)/400V,DC-operated | 277908 | 290.0403
DILM65(24V50/60HZ) | Contactor,65A (30kW)/400V,AC-operated | 277898 | 196.4272
DILM65(48V50HZ) | Contactor,65A (30kW)/400V,AC-operated | 277882 | 196.4486
DILM65(RDC60) | Contactor, 3p, 30kW/400V/AC3 | 277909 | 290.0403
DILM80(220V50HZ,240V60HZ) | Contactor,80A (37kW)/400V,AC operated | 239401 | 265.1672
DILM80(380V50HZ,440V60HZ) | Contactor,80A (37kW)/400V,AC operated | 239403 | 250.8658
DILM80(110V50/60HZ) | Contactor,80A (37kW)/400V,AC operated | 239408 | 255.7175
DILM80(RDC24) | Contactor,80A (37kW)/400V,DC operated | 239416 | 356.2409
DILM80(24V50/60HZ) | Contactor,80A (37kW)/400V,AC operated | 239406 | 255.7175
DILM80(48V50HZ) | Contactor,80A (37kW)/400V,AC operated | 235909 | 255.7175
DILM80(RDC60) | Contactor, 3p, 37kW/400V/AC3 | 239417 | 356.2409
DILM95(220V50HZ,240V60HZ) | Contactor,95A (45kW)/400V,AC operated | 239479 | 324.1406
DILM95(380V50HZ,440V60HZ) | Contactor,95A (45kW)/400V,AC operated | 239481 | 324.1406
DILM95(110V50/60HZ) | Contactor,95A (45kW)/400V,AC operated | 239486 | 312.2074
DILM95(RDC24) | Contactor,95A (45kW)/400V,DC operated | 239510 | 392.0469
DILM95(24V50/60HZ) | Contactor,95A (45kW)/400V,AC operated | 239484 | 312.2074
DILM95(48V50HZ) | Contactor,95A (45kW)/400V,AC operated | 239468 | 312.2074
DILM95(RDC60) | Contactor, 3p, 45kW/400V/AC3 | 239511 | 392.0469
DILM115(RAC240) | Contactor,115A (55kW)/400V,AC operated | 239548 | 379.4303
DILM115(RAC440) | Contactor,115A (55kW)/400V,AC operated | 239549 | 379.4303
DILM115(RAC24) | Contactor,115A (55kW)/400V,AC operated | 239545 | 387.0904
DILM115(RDC24) | Contactor,115A (55kW)/400V,DC operated | 239555 | 387.0904
DILM115(RAC120) | Contactor,115A (55kW)/400V,AC operated | 239547 | 387.0904
DILM115(RAC48) | Contactor,115A (55kW)/400V,AC operated | 239546 | 387.0904
DILM115(RDC60) | Contactor, 3p, 55kW/400V/AC3 | 239560 | 387.0904
DILM150(RAC240) | Contactor,150A (75kW)/400V,AC operated | 239588 | 463.2662
DILM150(RAC440) | Contactor,150A (75kW)/400V,AC operated | 239589 | 469.4286
DILM150(RAC24) | Contactor,150A (75kW)/400V,AC operated | 239585 | 478.5045
DILM150(RAC120) | Contactor,150A (75kW)/400V,AC operated | 239587 | 478.5045
DILM150(RDC24) | Contactor,150A (75kW)/400V,DC operated | 239591 | 478.5045
DILM150(RAC48) | Contactor,150A (75kW)/400V,AC operated | 239586 | 478.5045
DILM150(RDC60) | Contactor, 3p, 75kW/400V/AC3 | 239592 | 478.5045
DILM170(RAC120) | Contactor, 3p, 90kW/400V/AC3 | 107012 | 576.6861
DILM170(RAC24) | Contactor, 3p, 90kW/400V/AC3 | 107010 | 576.6861
DILM170(RAC240) | Contactor, 3p, 90kW/400V/AC3 | 107013 | 576.6861
DILM170(RAC440) | Contactor, 3p, 90kW/400V/AC3 | 107014 | 576.6803
DILM170(RAC48) | Contactor, 3p, 90kW/400V/AC3 | 107011 | 576.6803
DILM170(RDC24) | Contactor, 3p, 90kW/400V/AC3 | 107016 | 576.6861
DILM170(RDC60) | Contactor, 3p, 90kW/400V/AC3 | 107017 | 576.6803
DILM185A/22(RAC240) | Contactor 185A (90kW)/400V/AC-3 | 139537 | 631.6966
DILM185A/22(RAC440) | Contactor 185A (90kW)/400V/AC-3 | 139538 | 705.955
DILM185A/22(RAC24) | Contactor 185A (90kW)/400V/AC-3 | 139534 | 719.5868
DILM185A/22(RAC48) | Contactor 185A (90kW)/400V/AC-3 | 139535 | 719.5868
DILM185A/22(RAC120) | Contactor 185A (90kW)/400V/AC-3 | 139536 | 719.5929
DILM185A/22(RDC24) | Contactor 185A (90kW)/400V/AC-3 | 139540 | 654.1548
DILM185A/22(RDC60) | Contactor, 3p+2N/O+2N/C, 90kW/400V/AC3 | 139541 | 719.5868
DILM225A/22(RAC240) | Contactor 225A (110kW)/400V/AC-3 | 139547 | 661.5851
DILM225A/22(RAC440) | Contactor 225A (110kW)/400V/AC-3 | 139548 | 739.3588
DILM225A/22(RAC24) | Contactor 225A (110kW)/400V/AC-3 | 139544 | 753.6397
DILM225A/22(RAC48) | Contactor 225A (110kW)/400V/AC-3 | 139545 | 753.6397
DILM225A/22(RAC120) | Contactor 225A (110kW)/400V/AC-3 | 139546 | 753.6436
DILM225A/22(RDC24) | Contactor 225A (110kW)/400V/AC-3 | 139550 | 685.179
DILM225A/22(RDC60) | Contactor, 3p+2N/O+2N/C, 110kW/400V/AC3 | 139551 | 753.6397
DILM250-S/22(220-240V50/60HZ) | Contactor 250A (132kW)/400V/AC-3 | 274190 | 1051.4073
DILM250/22(RAC500) | CONTACTOR 250A (132kW)/400V/AC-3 | 208202 | 1889.3781
DILM250/22(RDC48) | CONTACTOR 250A (132kW)/400V/AC-3 | 208199 | 1889.3922
DILM250/22(RA110) | CONTACTOR 250A (132kW)/400V/AC-3 | 208200 | 1889.3781
DILM250-S/22(110-120V50/60HZ) | CONTACTOR 250A (132kW)/400V/AC-3 | 274189 | 1080.4607
DILM300A-S/22(220-240V50/60HZ) | Contactor 300A (160kW)/400V/AC-3 | 139559 | 1129.4973
DILM300A/22(RAC500) | Contactor 300A (160kW)/400V/AC-3 | 139557 | 1244.6637
DILM300A/22(RDC48) | Contactor 300A (160kW)/400V/AC-3 | 139554 | 1268.7199
DILM300A/22(RA110) | Contactor 300A (160kW)/400V/AC-3 | 139555 | 1268.718
DILM300A/22(RA250) | Contactor 300A (160kW)/400V/AC-3 | 139556 | 1268.718
DILM300A-S/22(110-120V50/60HZ) | Contactor 300A (160kW)/400V/AC-3 | 139558 | 1153.3606
DILM400-S/22(220-240V50/60HZ) | Contactor 400A (200kW)/400V/AC-3 | 274196 | 1593.0455
DILM400/22(RAC500) | CONTACTOR 400A (200kW)/400V/AC-3 | 208210 | 3233.167
DILM400/22(RDC48) | CONTACTOR 400A (200kW)/400V/AC-3 | 208207 | 3233.167
DILM400/22(RA110) | CONTACTOR 400A (200kW)/400V/AC-3 | 208208 | 3233.1612
DILM400/22(RA250) | CONTACTOR 400A (200kW)/400V/AC-3 | 208209 | 3233.1612
DILM400-S/22(110-120V50/60HZ) | Contactor 400A (200kW)/400V/AC-3 | 274195 | 1487.9454
DILM500-S/22(220-240V50/60HZ) | Contactor 500A (250kW)/400V/AC-3 | 274199 | 2267.899
DILM500/22(RAC500) | CONTACTOR 500A (250kW)/400V/AC-3 | 208214 | 4112.7026
DILM500/22(RDC48) | CONTACTOR 500A (250kW)/400V/AC-3 | 208211 | 4112.7026
DILM500/22(RA110) | CONTACTOR 500A (250kW)/400V/AC-3 | 208212 | 4112.7026
DILM500/22(RA250) | CONTACTOR 500A (250kW)/400V/AC-3 | 208213 | 4112.7238
DILM500-S/22(110-120V50/60HZ) | Contactor 500A (250kW)/400V/AC-3 | 274198 | 2080.6429
DILM650/22(RA250) | CONTACTOR 650A (355kW)/400V/AC-3 | 208219 | 3510.0085
DILM650/22(RAC500) | CONTACTOR 650A (355kW)/400V/AC-3 | 208220 | 3547.9628
DILM650/22(RA110) | CONTACTOR 650A (355kW)/400V/AC-3 | 208218 | 3616.5078
DILM750/22(RA250) | CONTACTOR 750A (400kW)/400V/AC-3 | 208222 | 4107.072
DILM750/22(RAC500) | CONTACTOR 750A (400kW)/400V/AC-3 | 208223 | 4107.0938
DILM750/22(RA110) | CONTACTOR 750A (400kW)/400V/AC-3 | 208221 | 4027.6016
DILM820/22(RA250) | CONTACTOR 820A (450kW)/400V/AC-3 | 208225 | 4709.1381
DILM820/22(RAC500) | CONTACTOR 820A (450kW)/400V/AC-3 | 208226 | 4709.1282
DILM820/22(RA110) | CONTACTOR 820A (450kW)/400V/AC-3 | 208224 | 4617.9838
DILM1000/22(RA250) | Contactor, 3p+2N/O+2N/C, 1000A/AC3 | 267214 | 12984.7364
DILM1600/22(RAW250) | Contactor, 3p+2N/O+2N/C, 1600A/AC3 | 106727 | 15732.842
Contactor, 4P
DILMP20(230V50/60HZ) | 4-pole contactor,20A/AC1,AC-operated (12A AC3) | 276978 | 39.7105
DILMP32-10(230V50/60HZ) | 4-pole contactor,32A/AC1,AC operated (18A AC3) | 109796 | 90.9472
DILMP32-01(230V50HZ,240V60HZ) | 4-pole contactor,32A/AC1,AC-operated (18A AC3) | 118911 | 90.9472
DILMP45-10(230V50/60HZ) | 4-pole contactor,45A/AC1,AC operated (25A AC3) | 109825 | 100.3803
DILMP45-01(230V50HZ,240V60HZ) | 4-pole contactor,45A/AC1,AC-operated (25A AC3) | 118914 | 100.3803
DILMP63(230V50/60HZ) | 4-pole contactor,63A/AC1,AC operated (40A AC3) | 109854 | 178.3148
DILMP80(230V50/60HZ) | 4-pole contactor,80A/AC1,AC operated (50A AC3) | 109883 | 238.0131
DILMP125(RAC240) | 4-pole contactor,125A/AC1,AC operated (80A AC3) | 109905 | 476.4127
DILMP160(RAC240) | 4-pole contactor,160A/AC1,AC operated (95A AC3) | 109915 | 496.7097
DILMP200(RAC240) | 4-pole contactor,200A/AC1,AC operated (115A AC3) | 109925 | 585.87
DILP250-ME | 4-pole contactor 250A AC1 (150A AC3) duty, AC/DC | DILP250-ME | 1383.4173
DILP300-ME | 4 -pole contactor 300A AC1 (175A AC3) duty, AC/DC | DILP300-ME | 1581.0483
DILP350-ME | 4-pole contactor 350A AC1 (210A AC3) duty, AC/DC | DILP350-ME | 2139.6854
DILP450-ME | 4-pole contactors 450A AC1 (260A AC3) duty, AC/DC | DILP450-ME | 2371.5725
DILP600-ME | 4-pole contactor 600A AC1 (315A AC3) duty, AC/DC | DILP600-ME | 2543.1995
DILP700-3P-ME | 3-pole contactor 700A AC1 (450A AC3) duty , AC/DC (2NO+2NC) | DILP700-3P-ME | 1845.2498
DILP800-3P-ME | 3-pole contactor for 800A AC1 (550A AC3) duty , AC/DC (2NO+2NC) | DILP800-3P-ME | 3354.943
DILP800-N-ME | 4th Power Pole for DILP700 or DILP800 contactor | DILP800-N-ME | 849.8135
DILP1000-3P-ME | 3-pole contactor 1000A AC1 (700A AC3) duty AC/DC (2NO+2NC) | DILP1000-3P-ME | 5031.7944
DILP1100-3P-ME | 3-pole contactor 1100A AC1 (860A AC3) duty AC/DC (2NO+2NC) | DILP1100-3P-ME | 6220.5931
DILP1100-N-ME | 4th Power Pole for DILP1000 or DILP1100 amps contactor | DILP1100-N-ME | 1054.0322
DILP1350-3P-ME | 3-Pole contactor 1350 amps, AC1 duty | DILP1350-3P-ME | 18780.7315
DILP1350-N-ME | 4th Power pole for DILP1350-3P-ME, DILP1100-3PME | DILP1350-N-ME | 1452.6781
ATS Bridging Links for DILP contactors
DILP300-XP4 | Parallel Links for DILP250-ME/DIILP300-ME | DILP300-XP4 | 349.7994
DILP600-XP4 | parallel Links for DILP350-ME/DILP450-ME/DILP600-ME | DILP600-XP4 | 534.9959
DILP800-XP4 | parallel Links for DILP700-3P-ME+IVPole/DILP800-3P-ME+IV pole | DILP800-XP4 | 1062.6632
DILP1200-XP4 | parallel Links for DILP1000-3P-ME+IV Pole+DILP1100-3P-ME+IV pole | DILP1200-XP4 | 1854.164
Varistor Suppressor with LED 130-240 VAC
DILM12-XSPVL240 | Varistor-suppressor with LED 130-240 VAC | 281221 | 9.8166
DILM32-XSPVL240 | Varistor-suppressor with LED 130-240 VAC | 281223 | 12.2363
DILM95-XSPVL240 | Varistor-suppressor with LED 130-240 VAC | 281225 | 14.4451
Replacement coil AC & DC
DILM32-XSP(220V50HZ,240V60HZ) | Replacement coil AC (DILM17 - DILM38 )-(DILMP32-DILMP45) | 281140 | 17.3322
DILM32-XSP(230V50HZ,240V60HZ) | Replacement coil AC (DILM17 - DILM38)-(DILMP32-DILMP45) | 281141 | 17.7709
DILM32-XSP(380V50HZ,440V60HZ) | Replacement coil AC (DILM17 - DILM38)-(DILMP32-DILMP45) | 281142 | 17.7709
DILM32-XSP(24V50HZ) | Replacement coil AC (DILM17 - DILM38)-(DILMP32-DILMP45) | 281130 | 18.8834
DILM32-XSP(RDC24) | Replacement coil AC (DILM17 - DILM38)-(DILMP32-DILMP45) | 281155 | 47.319
DILM65-XSP(220V50HZ,240V60HZ) | Replacement coil AC (DILM40 - DILM72)-(DILMP63-DILMP80) | 281170 | 17.7709
DILM65-XSP(380V50HZ,440V60HZ) | Replacement coil AC (DILM40 - DILM72 )-(DILMP63-DILMP80) | 281172 | 17.7709
DILM65-XSP(24V50HZ) | Replacement coil AC (DILM40 - DILM72 )-(DILMP63-DILMP80) | 281160 | 18.8834
DILM65-XSP(RDC24) | Replacement coil AC (DILM40 - DILM72 )-(DILMP63-DILMP80) | 281185 | 82.92
DILM95-XSP(220V50HZ,240V60HZ) | Replacement coil AC (DILM80 - DILM170) -(DILMP125-DILMP200) | 230061 | 39.0747
DILM95-XSP(380V50HZ,440V60HZ) | Replacement coil AC (DILM80 - DILM170) -(DILMP125-DILMP200) | 230063 | 39.0747
DILM95-XSP(24V50HZ) | Replacement coil AC (DILM80 - DILM170) -(DILMP125-DILMP200) | 229984 | 41.5434
DILM95-XSP(RDC24) | Replacement coil AC (DILM80 - DILM170) -(DILMP125-DILMP200) | 230080 | 94.7373
DILM150-XSP(RAC240) | Replacement coil AC (DILM115 - DILM170 (incl. electronic module) ) | 230112 | 70.9984
DILM150-XSP(RAC440) | Replacement coil AC (DILM115 - DILM170 (incl. electronic module) ) | 230113 | 105.0119
DILM150-XSP(RDC24) | Replacement coil DC (DILM115 - DILM170 (incl. electronic module) ) | 230115 | 104.1991
DILM150-XSP(RAC24) | Replacement coil AC | 230109 | 75.4869
DILM225A-XSP(RAC240) | Replacement coil AC for DILM185A/225A | 139565 | 131.9565
DILM225A-XSP(RAC440) | Replacement coil AC for DILM185A/225A | 139566 | 232.4933
DILM225A-XSP(RDC24) | Replacement coil DC for DILM185A/225A | 139568 | 191.3705
DILM32-XSP(RDC60) | Replacement coil DC for DILM17-32 | 281156 | 47.319
DILM65-XSP(RDC60) | Replacement coil DC for DILM40-65 | 281186 | 82.92
DILM95-XSP(RDC60) | Replacement coil DC for DILM80-95 | 230081 | 130.1147
DILM150-XSP(RDC60) | Replacement coil DC for DILM115-150 | 230116 | 113.2837
DILM225A-XSP(RDC60) | Replacement coil DC for DILM185A/225A | 139569 | 186.8206
DILM225A-XSP(RAC24) | Replacement coil AC for DILM185A/225A | 139562 | 176.8875
DILM250-S-XSP/E(220-240V50/60HZ) | Coil+electronics for DILM185-M/225-M/250 | 274202 | 253.3468
DILM250-XSP/E(RAC500) | Coil +electronic,DILM185/225/250 | 208253 | 456.2321
DILM500-S-XSP/E(220-240V50/60HZ) | Coil+electronics for DILM300-M/400-M/500 | 274205 | 379.4759
DILM500-XSP/E(RAC500) | Coil +electronic,DILM300/400/500 | 208257 | 434.1629
DILM1000-XSP/E(RA250) | Coil+electronics for DILM580 - DILM1000 | 289145 | 687.5098
DILM1000-XSP/E(RAC500) | Coil+electronics for DILM580 - DILM1000 | 289147 | 687.5098
DILP300-XSP(230V50HZ) | ac/dc standard coil 230V 50 Hz for 300 amps contactor | DILP300-XSP(230V50HZ) | 355.4564
DILP600-XSP(230V50HZ) | ac/dc standard coil 230 V 50 Hz for 600 amps contactor | DILP600-XSP(230V50HZ) | 550.8364
DILP800-XSP(230V50HZ) | ac/dc standard coil 230 V 50 Hz for 800 amps contactor | DILP800-XSP(230V50HZ) | 267.5281
DILP1100-XSP(230V50HZ) | ac/dc standard coil 230 V 50 Hz for 1100 amps contactor | DILP1100-XSP(230V50HZ) | 847.8697
DILP1350-XSP(230V50HZ) | AC coil 220-230V 50-60 HZ | DILP1350-XSP(230V50HZ) | 1318.4832
Auxiliary contact modules
DILA-XHI04 | Aux Cont. top mounted (DILA,DILM7 to DILM32, DILMP20 to DILMP45), 4NC | 276424 | 21.0584
DILA-XHI13 | Aux Cont. top mounted (DILA,DILM7 to DILM32, DILMP20 to DILMP45), 1NO+3NC | 276425 | 21.0584
DILA-XHI22 | Aux Cont. top mounted (DILA,DILM7 to DILM32, DILMP20 to DILMP45), 2NO+2NC | 276426 | 21.0584
DILA-XHI31 | Aux Cont. top mounted (DILA,DILM7 to DILM32, DILMP20 to DILMP45), 3NO+1NC | 276427 | 21.0584
DILA-XHI40 | Aux Cont. top mounted (DILA,DILM7 to DILM32, DILMP20 to DILMP45), 4NO | 276428 | 21.0584
DILA-XHI02 | Aux Cont. top mounted (DILA,DILM7 to DILM32, DILMP20 to DILMP45), 2NC | 276420 | 12.1573
DILA-XHI11 | Aux Cont. top mounted (DILA,DILM7 to DILM32, DILMP20 to DILMP45), 1NO+1NC | 276421 | 12.1573
DILA-XHI20 | Aux Cont. top mounted (DILA,DILM7 to DILM32, DILMP20 to DILMP45), 2NO | 276422 | 12.1573
DILM32-XHI11 | Aux.cont.mod., 1 NO + 1 NC , Top Moun. (DILM 7 to 38) / (DILMP 20 to 45) | 277376 | 14.5345
DILM32-XHI02 | Aux.cont.mod., 2 NC , Top Moun. (DILM 7 to 38) / (DILMP 20 to 45) | 277375 | 14.5345
DILM150-XHI11 | Aux.cont.mod., 1 NO 1NC ,Top Moun. (DILM40 to 170)/(DILMP63 to DILMP200) | 277946 | 14.5345
DILM150-XHI13 | Auxiliary contact module, 1N/O+3N/C | 277951 | 25.7981
DILM150-XHI20 | Aux.cont.mod., 2 NO , Top Moun. (DILM40 to 170)/(DILMP63 to DILMP200) | 277945 | 14.5345
DILM32-XHI22 | Aux.cont.mod., 2 NO + 2 NC , Top Moun. (DILM 7 to 38) / (DILMP 20 to 45) | 277377 | 25.1488
DILM32-XHI31 | Aux.cont.module, 3 NO+1 NC, Top Mounted (DILM 7 to 38) / (DILMP 20 to 45) | 106112 | 14.8467
DILM150-XHI22 | Aux.cont.mod., 2 NO 2NC , Top Moun. (DILM40 to 170)/(DILMP63 to DILMP200) | 277950 | 25.8041
DILM150-XHI31 | Aux.cont.mod., 3 NO 1NC , Top Moun. (DILM40 to 170)/(DILMP63 to DILMP200) | 277949 | 25.8041
DILM32-XHI11-S | Aux. contact module, lateral, 2 poles | 101371 | 25.5008
DILM1000-XHI11-SI | Contactors,side mount.cont.rel.mod.lat.2 | 278425 | 25.5074
DILM820-XHI11-SI | Aux. contacts 1NO/1NC internal | 208281 | 14.9033
DILP600-XHI11-F | Front mounting Aux. contact 1NO+1 NC | DILP600-XHI11-F | 21.9454
DILP600-XHI22-F | Front mounting Aux. contact 2NO+2 NC | DILP600-XHI22-F | 42.2761
DILP600-XHI11-S | Side mounting auxiliary contact 1NO+1NC,S | DILP600-XHI11-S | 36.1842
DILP600-XHI11-SA | side mounting auxiliary contact 1NO+1NC, SA | DILP600-XHI11-SA | 51.8909
DILP800-XHI22-S | auxiliary contact 800 amps SIDE, 2NO+2NC | DILP800-XHI22-S | 180.8274
DILP1100-XHI22-S | Aux. Contact 2NO+2NC, S | DILP1100-XHI22-S | 184.444
DILP1350-XHI11-S | Aux. Contactr 1NO+1NC | DILP1350-XHI11-S | 261.4364
Contactors With Electronic Coils
DILMF8-10(RAC240) | Contactor, 3p+1N/O, 5HP/600VAC, SEMI F47, Pick-up (0.8-1.15)Uc | 104413 | 131.0476
DILMF11-10(RAC240) | Contactor, 3p+1N/O, 10HP/600VAC, SEMI F47 , Pick-up (0.8-1.15)Uc | 104421 | 133.9433
DILMF14-10(RAC240) | Contactor, 3p+1N/O, 10HP/600VAC, SEMI F47, Pick-up (0.8-1.15)Uc | 104429 | 142.0989
DILMF17-10(RAC240) | Contactor, 3p+1N/O, 15HP/600VAC, SEMI F47, Pick-up (0.8-1.15)Uc | 104437 | 147.2296
DILMF25-10(RAC240) | Contactor, 3p+1N/O, 20HP/600VAC, SEMI F47, Pick-up (0.8-1.15)Uc | 104445 | 155.1319
DILMF32-10(RAC240) | Contactor, 3p+1N/O, 25HP/600VAC, SEMI F47, Pick-up (0.8-1.15)Uc | 104453 | 165.6235
DILMF8-01(RAC240) | Contactor, 3p+1N/C, 5HP/600VAC, SEMI F47, Pick-up (0.8-1.15)Uc | 104417 | 131.0476
DILMF11-01(RAC240) | Contactor, 3p+1N/C, 10HP/600VAC, SEMI F47, Pick-up (0.8-1.15)Uc | 104425 | 133.9433
DILMF14-01(RAC240) | Contactor, 3p+1N/C, 10HP/600VAC, SEMI F47, Pick-up (0.8-1.15)Uc | 104433 | 142.0989
DILMF17-01(RAC240) | Contactor, 3p+1N/C, 15HP/600VAC, SEMI F47, Pick-up (0.8-1.15)Uc | 104441 | 147.2296
DILMF25-01(RAC240) | Contactor, 3p+1N/C, 20HP/600VAC, SEMI F47, Pick-up (0.8-1.15)Uc | 104449 | 155.1319
DILMF32-01(RAC240) | Contactor, 3p+1N/C, 25HP/600VAC, SEMI F47, Pick-up (0.8-1.15)Uc | 104457 | 165.6235
DILMF40(RAC240) | Contactor, 3p, 40HP/600VAC, SEMI F47, Pick-up (0.8-1.15)Uc | 104461 | 189.5546
DILMF50(RAC240) | Contactor, 3p, 50HP/600VAC, SEMI F47, Pick-up (0.8-1.15)Uc | 104465 | 222.2231
DILMF65(RAC240) | Contactor, 3p, 60HP/600VAC, SEMI F47, Pick-up (0.8-1.15)Uc | 104469 | 276.7045
DILMF80(RAC240) | Contactor, 3p, 75HP/600VAC, SEMI F47, Pick-up (0.8-1.15)Uc | 104473 | 456.2182
DILMF95(RAC240) | Contactor, 3p, 100HP/600VAC, SEMI F47, Pick-up (0.8-1.15)Uc | 104477 | 473.5
DILMF115(RAC240) | Contactor, 3p, 125HP/600VAC, SEMI F47, Pick-up (0.8-1.15)Uc | 104481 | 495.6485
DILMF150(RAC240) | Contactor, 3p, 150HP/600VAC, SEMI F47, Pick-up (0.8-1.15)Uc | 104485 | 559.9671
Contactors for capacitor switching
DILK12-11(110V50HZ,120V60HZ) | Contactor for 3-phase/three-phase capacitors, 12.5kVAR | 293985 | 137.581
DILK12-11(230V50HZ,240V60HZ) | Contactor for 3-phase/three-phase capacitors, 12.5kVAR | 293988 | 137.581
DILK12-11(380V50/60HZ) | Contactor for 3-phase/three-phase capacitors, 12.5kVAR | 293996 | 137.581
DILK12-11(400V50HZ,440V60HZ) | Contactor for 3-phase/three-phase capacitors, 12.5kVAR | 293990 | 137.581
DILK20-11(110V50HZ,120V60HZ) | Contactor for 3ph three-phase capacitors, 20kVAR | 294007 | 162.7517
DILK20-11(230V50HZ,240V60HZ) | Contactor for 3ph three-phase capacitors, 20kVAR | 294010 | 162.7517
DILK20-11(380V50/60HZ) | Contactor for 3ph three-phase capacitors, 20kVAR | 294018 | 162.7517
DILK20-11(400V50HZ,440V60HZ) | Contactor for 3ph three-phase capacitors, 20kVAR | 294012 | 162.7517
DILK25-11(110V50HZ,120V60HZ) | Contactor for 3ph three-phase capacitors, 25kVAR | 294029 | 207.3189
DILK25-11(230V50HZ,240V60HZ) | Contactor for 3ph three-phase capacitors, 25kVAR | 294032 | 207.3189
DILK25-11(380V50/60HZ) | Contactor for 3ph three-phase capacitors, 25kVAR | 294040 | 207.3189
DILK25-11(400V50HZ,440V60HZ) | Contactor for 3ph three-phase capacitors, 25kVAR | 294034 | 207.3189
DILK33-10(110V50HZ,120V60HZ) | Contactor for 3ph three-phase capacitors, 33.3kVAR | 294051 | 291.4802
DILK33-10(230V50HZ,240V60HZ) | Contactor for 3ph three-phase capacitors, 33.3kVAR | 294054 | 291.4802
DILK33-10(400V50HZ,440V60HZ) | Contactor for 3ph three-phase capacitors, 33.3kVAR | 294056 | 291.4802
DILK50-10(110V50HZ,120V60HZ) | Contactor for 3ph three-phase capacitors, 50kVAR | 294073 | 263.3055
DILK50-10(230V50HZ,240V60HZ) | Contactor for 3ph three-phase capacitors, 50kVAR | 294076 | 263.3055
DILK50-10(400V50HZ,440V60HZ) | Contactor for 3ph three-phase capacitors, 50kVAR | 294078 | 263.3055
Time Modules, 200-240 VAC
DILM32-XTEE11(RAC240) | Timer module,0.1-100s,on-delayed | 101442 | 191.2862
DILM32-XTED11-10(RAC240) | Timer module,0.5-10s,off-delayed | 104945 | 221.9206
DILM32-XTED11-100(RAC240) | Timer module,5-100s,off-delayed | 104948 | 255.3205
DILM32-XTED11-1(RA24) | Timer module, 0.05-1s, off-delayed | 105210 | 426.5027
DILM32-XTEY20(RAC240) | Timer module,1-30s,star-delta | 101448 | 243.7158
Mechanical Interlock
DILM12-XMV | Mechanical interlock (DILM7-DILM15 & DILMP20) | 281196 | 10.9905
DILM32-XMV | Mechanical interlock (DILM17 TO DILM38 & DILMP32 - DILMP45) | 281197 | 10.9905
DILM65-XMV | Mechanical interlock (DILM40 TO DILM72 & DILMP63 - DILMP80) | 281198 | 14.4968
DILM150-XMV | Mechanical interlock (DILM80 TO DILM170) | 240081 | 140.3927
DILM150-XMVE | Mechanical interlock (DILM80 TO DILM170 & DILMP125 - DILMP200) | 107020 | 14.7811
DILM500-XMV | Mechanical interlock, DILM185 TO DILM570) | 208289 | 42.7061
DILM820-XMV | Mechanical interlock, DILM580 TO DILM1000) | 208288 | 433.683
DILP600-XHV | horizontal mechanical interlock | DILP600-XHV | 77.5795
DILP800-XH | horizontal mechanical interlock | DILP800-XH | 218.3529
DILP800-XV | vertical mechanical interlock | DILP800-XV | 191.7101
DILP1100-XH | horizontal mechanical interlock,1100 amps | DILP1100-XH | 365.9521
DILP1100-XV | vertical mechanical interlock,1100 amps | DILP1100-XV | 305.4004
DILP1350-XH | Horizontal Mechanical interlock for 1200 amps contactors | DILP1350-XH | 1061.5673
DILP1350-XV | Vertical Mechanical interlock for 1200 amps contactors | DILP1350-XV | 1196.1648
Reversing Wiring Set
DILM12-XRL | Reversing wiring set (DILM7 TO DILM15) | 283108 | 44.8209
DILM32-XRL | Reversing wiring set (DILM17 TO DILM38) | 283109 | 22.5091
DILM65-XRL | Reversing wiring set (DILM40 TO DILM72) | 101057 | 34.0467
Contactor Commoning Link
DILM12-XDSB0/3 | Three phase commoning link | 240084 | 19.5302
DILM12-XDSB0/4 | Three phase commoning link | 240085 | 22.1934
DILM12-XDSB0/5 | Three phase commoning link | 240086 | 26.854
Star-Delta Wiring Set
DILM12-XSL | Star-delta wiring set (DILM7/9/12/15) | 283130 | 49.2694
DILM32-XSL | Star-delta wiring set (DILM17/25/32) | 283131 | 37.1739
DILM65-XSL | Star-delta wiring set (DILM40/50/65) | 101058 | 45.8782
DILM95-XSL | Star-delta wiring set | 101486 | 206.6117
Overload Relay
ZB12-0,16 | Overload relay 0,1 - 0,16A(With DILM7 to DILM15) | 278431 | 51.1146
ZB12-0,24 | Overload relay 0,16 - 0,24A(With DILM7 to DILM15) | 278432 | 51.1146
ZB12-0,4 | Overload relay 0,24 - 0,4A (With DILM7 to DILM15) | 278433 | 51.1146
ZB12-0,6 | Overload relay 0,4 - 0,6A (With DILM7 to DILM15) | 278434 | 51.1146
ZB12-1 | Overload relay 0,6 - 1A (With DILM7 to DILM15) | 278435 | 51.1146
ZB12-1,6 | Overload relay 1 - 1,6A (With DILM7 to DILM15) | 278436 | 51.1146
ZB12-2,4 | Overload relay 1,6 - 2,4A (With DILM7 to DILM15) | 278437 | 51.1146
ZB12-4 | Overload relay 2,4 - 4A (With DILM7 to DILM15) | 278438 | 51.1146
ZB12-6 | Overload relay 4 - 6A (With DILM7 to DILM15) | 278439 | 51.1146
ZB12-10 | Overload relay 6 - 10A (WithDILM7 to DILM15) | 278440 | 51.1146
ZB12-12 | Overload relay 9 - 12A (With DILM7 to DILM15) | 278441 | 51.1146
ZB12-16 | Overload relay 12 - 16A (With DILM7 to DILM15) | 290168 | 57.212
ZB32-6 | Overload relay, 4-6A, 1N/O+1N/C (With DILM17 to DILM38) | 278450 | 49.3161
ZB32-10 | Overload relay 6 - 10A (With DILM17 to DILM38) | 278451 | 51.1146
ZB32-16 | Overload relay 16 - 24A (With DILM17 to DILM38) | 278453 | 53.905
ZB32-24 | Overload relay 16-24A (With DILM17 to DILM38) | 278453 | 61.1222
ZB32-32 | Overload relay 24 - 32A (WithDILM17 to DILM38) | 278454 | 53.905
ZB32-38 | Overload relay, 32-38A, 1N/O+1N/C (WithDILM17 to DILM38) | 112474 | 98.6322
ZB65-24 | Overload relay 16 - 24A (With DILM40 to DILM72) | 278457 | 113.1587
ZB65-40 | Overload relay 24 - 40A (With DILM40 to DILM72) | 278458 | 124.7478
ZB65-57 | Overload relay 40 - 57A (With DILM40 to DILM72) | 278459 | 143.9862
ZB65-65 | Overload relay 50 - 65A (With DILM40 to DILM72) | 278460 | 148.4507
ZB150-70 | Overload relay 50-70A (With DILM80 to DILM170) | 278463 | 320.7446
ZB150-100 | Overload relay 70-100A (WithDILM80 to DILM170) | 278464 | 344.2534
ZB150-125 | Overload relay 95-125A (With DILM80 to DILM170) | 278465 | 370.8986
ZB150-150 | Overload relay 120-150A (With DILM80 to DILM170) | 278466 | 377.8667
ZW7-240 | Current transformer overload relay, 160-240A, 1N/O+1N/C | 9737 | 648.524
ZW7-290 | Current transformer overload relay, 190-290A, 1N/O+1N/C | 52448 | 648.524
ZW7-400 | Current transformer overload relay, 270-400A, 1N/O+1N/C | 45329 | 649.929
ZW7-540 | Current transformer overload relay, 360-540A, 1N/O+1N/C | 47702 | 738.9243
ZW7-630 | Current transformer overload relay, 420-630A, 1N/O+1N/C | 50075 | 738.9243
Electronic Overload Relay
ZEB12-1,65 | Overload relay, electronic, 0.33-1.65A | 136480 | 252.7567
ZEB12-5 | Overload relay, electronic, 1-5A | 136481 | 252.7567
ZEB12-20 | Overload relay, electronic, 4-20A | 136482 | 252.7567
ZEB32-1,65 | Overload relay, electronic, 0.33-1.65A | 136486 | 269.6071
ZEB32-5 | Overload relay, electronic, 1-5A | 136487 | 269.6071
ZEB32-20 | Overload relay, electronic, 4-20A | 136488 | 269.6071
ZEB32-45 | Overload relay, electronic, 9-45A | 136489 | 269.6071
ZEB65-45 | Overload relay, electronic, 9-45A | 136502 | 471.8125
ZEB65-100 | Overload relay, electronic, 20-100A | 136504 | 520.2853
ZEB150-100 | Overload relay, electronic, 20-100A | 136506 | 582.7288
ZEB150-175 | Overload relay, 35-175A, electronic, 1N/O+1N/C | 164303 | 846.8056
ZEB225-175 | Overload relay, 35-175A, electronic, 1N/O+1N/C | 164307 | 920.8385
ZEB32-1,65/KK | Overload relay, electronic, 0.33-1.65A, separate mounting | 136494 | 269.6071
ZEB32-5/KK | Overload relay, electronic, 1-5A, separate mounting | 136495 | 269.6071
ZEB32-20/KK | Overload relay, electronic, 4-20A, separate mounting | 136496 | 269.6071
ZEB32-45/KK | Overload relay, electronic, 9-45A, separate mounting | 136497 | 269.6071
ZEB150-100/KK | Overload relay, electronic, 20-100A, separate mounting | 136508 | 582.7288
ZEB150-175/KK | Overload relay, 35-175A, electronic, 1N/O+1N/C, separate mounting | 164305 | 884.005
ZEB12-1,65-GF | Overload relay, electronic, 0.33-1.65A, +earth-fault protection | 136483 | 375.4321
ZEB12-20-GF | Overload relay, electronic, 4-20A, +earth-fault protection | 136485 | 375.4321
ZEB12-5-GF | Overload relay, electronic, 1-5A, +earth-fault protection | 136484 | 375.4321
ZEB32-1,65-GF | Overload relay, electronic, 0.33-1.65A, +earth-fault protection | 136490 | 417.1531
ZEB32-20-GF | Overload relay, electronic, 4-20A, +earth-fault protection | 136492 | 417.1531
ZEB32-45-GF | Overload relay, electronic, 9-45A, +earth-fault protection | 136493 | 417.1531
ZEB32-5-GF | Overload relay, electronic, 1-5A, +earth-fault protection | 136491 | 417.1531
ZEB65-100-GF | Overload relay, electronic, 20-100A, +earth-fault protection | 136505 | 620.1711
ZEB65-45-GF | Overload relay, electronic, 9-45A, +earth-fault protection | 136503 | 458.8553
ZEB150-100-GF | Overload relay, electronic, 20-100A, +earth-fault protection | 136507 | 676.5775
ZEB150-175-GF | Overload relay, 35-175A, electronic, 1N/O+1N/C, +earth fault detection | 164304 | 1032.5038
ZEB225-175-GF | Overload relay, 35-175A, electronic, 1N/O+1N/C, +earth fault detection | 164308 | 1069.6472
ZEB32-1,65-GF/KK | Overload relay, electronic, 0.33-1.65A, separate mounting, +earth-fault protection | 136498 | 417.1531
ZEB32-5-GF/KK | Overload relay, electronic, 1-5A, separate mounting, +earth-fault protection | 136499 | 417.1531
ZEB32-45-GF/KK | Overload relay, electronic, 9-45A, separate mounting, +earth-fault protection | 136501 | 417.1531
ZEB32-20-GF/KK | Overload relay, electronic, 4-20A, separate mounting, +earth-fault protection | 136500 | 417.1531
ZEB150-175-GF/KK | Overload relay, 35-175A, electronic, 1N/O+1N/C, +earth fault detection, separate mounting | 164306 | 1069.6472
ZEB150-100-GF/KK | Overload relay, electronic, 20-100A, separate mounting, +earth-fault protection | 136509 | 676.5775
ZEB-XSC | Cover, for ZEB | 136514 | 5.1816
Motor Circuit Breaker without overload function (Magnetic-only) PKZ0(Rotary)
PKM0-0,25 | Magnetic Only MPCB Rotary type (Im=3.5A) | 72721 | 94.057
PKM0-0,4 | Magnetic Only MPCB Rotary type (Im=5.6A) | 72722 | 94.057
PKM0-0,63 | Magnetic Only MPCB Rotary type (Im=8.8A) | 72723 | 98.7587
PKM0-1 | Magnetic Only MPCB Rotary type (Im=14A) | 72724 | 106.3468
PKM0-1,6 | Magnetic Only MPCB Rotary type (Im=22A) | 72725 | 106.3468
PKM0-2,5 | Magnetic Only MPCB Rotary type (Im=35A) | 72726 | 106.3468
PKM0-4 | Magnetic Only MPCB Rotary type (Im=56A) | 72727 | 106.3468
PKM0-6,3 | Magnetic Only MPCB Rotary type (Im=88A) | 72728 | 106.3468
PKM0-10 | Magnetic Only MPCB Rotary type (Im=140A) | 72729 | 122.5391
PKM0-12 | Magnetic Only MPCB Rotary type (Im=168A) | 278490 | 138.2936
PKM0-16 | Magnetic Only MPCB Rotary type (Im=224A) | 44502 | 138.2936
PKM0-20 | Magnetic Only MPCB Rotary type (Im=280A) | 203594 | 146.4759
PKM0-25 | Magnetic Only MPCB Rotary type (Im=350A) | 44503 | 173.647
PKM0-32 | Magnetic Only MPCB Rotary type (Im=448A) | 278491 | 221.4805
Motor Circuit Breaker (Thermal Magnetic) PKZM0 (Rotary)
PKZM0-0,16 | Thermal Magnetic MPCB (32A Frame) Rotary Type 0,1 - 0,16 A | 72730 | 94.1182
PKZM0-0,25 | Thermal Magnetic MPCB (32A Frame) Rotary Type 0,16 - 0,25 A | 72731 | 96.7888
PKZM0-0,4 | Thermal Magnetic MPCB (32A Frame) Rotary Type 0,25 - 0,4 A | 72732 | 96.7888
PKZM0-0,63 | Thermal Magnetic MPCB (32A Frame) Rotary Type 0,4 - 0,63 A | 72733 | 101.8642
PKZM0-1 | Thermal Magnetic MPCB (32A Frame) Rotary Type 0,63 - 1,0 A | 72734 | 100.497
PKZM0-1,6 | Thermal Magnetic MPCB (32A Frame) Rotary Type 1,0 - 1,6 A | 72735 | 100.497
PKZM0-2,5 | Thermal Magnetic MPCB (32A Frame) Rotary Type 1,6 - 2,5 A | 72736 | 100.497
PKZM0-4 | Thermal Magnetic MPCB (32A Frame) Rotary Type 2,5 - 4 A | 72737 | 100.497
PKZM0-6,3 | Thermal Magnetic MPCB (32A Frame) Rotary Type 4 - 6,3 A | 72738 | 106.3965
PKZM0-10 | Thermal Magnetic MPCB (32A Frame) Rotary Type 6,3 - 10 A | 72739 | 111.1463
PKZM0-12 | Thermal Magnetic MPCB (32A Frame) Rotary Type 8 - 12 A | 278486 | 114.766
PKZM0-16 | Thermal Magnetic MPCB (32A Frame) Rotary Type 10 - 16 A | 46938 | 122.3834
PKZM0-20 | Thermal Magnetic MPCB (32A Frame) Rotary Type 16 - 20 A | 46988 | 127.3717
PKZM0-25 | Thermal Magnetic MPCB (32A Frame) Rotary Type 20 - 25 A | 46989 | 177.3083
PKZM0-32 | Thermal Magnetic MPCB (32A Frame) Rotary Type 26 - 32 A | 278489 | 189.0676
Motor Circuit Breaker (Thermal Magnetic) PKZM4
PKZM4-16 | Thermal Magnetic MPCB (63A Frame) Rotary Type 10-16A | 222350 | 262.5772
PKZM4-25 | Thermal Magnetic MPCB (63A Frame) Rotary Type 16-25A | 222352 | 273.1314
PKZM4-32 | Thermal Magnetic MPCB (63A Frame) Rotary Type 24-32A | 222353 | 277.1003
PKZM4-40 | Thermal Magnetic MPCB (63A Frame) Rotary Type 24-40A | 222354 | 286.4115
PKZM4-50 | Thermal Magnetic MPCB (63A Frame) Rotary Type 30-50A | 222355 | 303.0895
PKZM4-58 | Thermal Magnetic MPCB (63A Frame) Rotary Type 50-58A | 222394 | 303.0895
PKZM4-63 | Thermal Magnetic MPCB (63A Frame) Rotary Type 55-65A | 222413 | 303.0895
Motor Circuit Breaker (Thermal Magnetic) PKZM01 (Pushbutton)
PKZM01-0,16 | Thermal Magnetic MPCB (25A Frame) Pushbutton type 0.1-0.16 A | 278475 | 71.3712
PKZM01-0,25 | Thermal Magnetic MPCB (25A Frame) Pushbutton type 0.16-0.25 A | 278476 | 71.3712
PKZM01-0,4 | Thermal Magnetic MPCB (25A Frame) Pushbutton type 0.25-0.4 A | 278477 | 71.3712
PKZM01-0,63 | Thermal Magnetic MPCB (25A Frame) Pushbutton type 0.4-0.63 A | 278478 | 71.3712
PKZM01-1 | Thermal Magnetic MPCB (25A Frame) Pushbutton type 0.63-1 A | 278479 | 71.3712
PKZM01-1,6 | Thermal Magnetic MPCB (25A Frame) Pushbutton type 1-1.6 A | 278480 | 71.3712
PKZM01-2,5 | Thermal Magnetic MPCB (25A Frame) Pushbutton type 1.6-2.5 A | 278481 | 70.6476
PKZM01-4 | Thermal Magnetic MPCB (25A Frame) Pushbutton type 2.5-4 A | 278482 | 70.6476
PKZM01-6,3 | Thermal Magnetic MPCB (25A Frame) Pushbutton type 4-6.3 A | 278483 | 70.6476
PKZM01-10 | Thermal Magnetic MPCB (25A Frame) Pushbutton type 6.3-10 A | 278484 | 76.2552
PKZM01-12 | Thermal Magnetic MPCB (25A Frame) Pushbutton type 8-12 A | 278485 | 77.4009
PKZM01-16 | Thermal Magnetic MPCB (25A Frame) Pushbutton type 10-16 A | 283390 | 86.8674
PKZM01-20 | Thermal Magnetic MPCB (25A Frame) Pushbutton type 16-20 A | 283383 | 92.4147
PKZM01-25 | Thermal Magnetic MPCB (25A Frame) Pushbutton type 20-25 A | 288893 | 92.4147
Accessories for Motor Circuit Breakers
A-PKZ0(220V50HZ) | Shunt Release (PKZM01, PKZM0, PKZM4, PKE) | 73186 | 43.4125
U-PKZ0(220V50HZ) | Undervoltage release (PKZM01, PKZM0, PKZM4, PKE) | 73134 | 44.9049
PKZ0-XAH | Plug-in extens.shaft 200mm | 106134 | 15.8127
AK-PKZ0 | Lockable handle for PKZM0, PKZM4, PKE | 30851 | 12.7448
PKZ0-XH-MCC | Door coupling handle, for MCC-V, 90 degree, twisted | 106136 | 63.6464
PKZM0-XDM12 | Kit, +component adapter, for DOL starter for DILM7-M15 | 283149 | 27.611
PKZM0-XDM32 | Kit, +component adapter, for DOL starter for DILM17-M32 | 283153 | 31.4572
PKZM4-XDM65 | Kit, + component adapter, motor starter, for DILM40-M65 and PKZM4 | 101053 | 46.6317
PKZM0-XDM15ME | Wiring module; for DILM7-M15; for screw terminals | 179646 | 15.4432
PKZM0-XM32DE | Wiring module, for DILM17-M32 | 239349 | 8.8251
PKZM4-XM65DE | Kit, motor starter, for DILM40-M65 and PKZM4 | 101056 | 21.5685
NHI11-PKZ0 | AUXILIARY SWITCH SIDE 1NO+1NC (PKZM01, PKZM0, PKZM4, PKE) | 72896 | 15.1256
NHI21-PKZ0 | AUXILIARY SWITCH SIDE 2NO+1NC (PKZM01, PKZM0, PKZM4, PKE) | 72894 | 18.2738
NHI-E-10-PKZ0 | AUXILIARY SWITCH FRONT 1NO (PKZM01, PKZM0, PKZM4, PKE) | 82884 | 16.1268
NHI-E-11-PKZ0 | AUXILIARY SWITCH FRONT 1NO+1NC (PKZM01, PKZM0, PKZM4, PKE) | 82882 | 19.4679
AGM2-10-PKZ0 | Trip Indicator Contact SIDE 2x1NO (PKZM01, PKZM0, PKZM4, PKE) | 72898 | 35.9835
AGM2-01-PKZ0 | Trip Indicator Contact SIDE 2x1NC (PKZM01, PKZM0, PKZM4, PKE) | 72899 | 35.9835
CI/E-PKZ01-XG | Operating membrane, for expansion/installation housing | 289936 | 18.274
CI-PKZ01 | Insulated enclosure, IP40_x, for PKZ01 | 281403 | 23.8379
B3.0/3-PKZ0 | 3-ph.commoning link PKZM0..w/o aux.cont (3-PKZ0) | 232289 | 18.784
B3.0/4-PKZ0 | 3-phase common link PKZM0..w/o aux.cont.(4-PKZ0) | 63960 | 22.4597
B3.0/5-PKZ0 | 3-ph.commoning link PKZM0..w/o aux.cont.(5-PKZ0) | 232290 | 23.1419
Motor Circuit Breaker 2-Pole for 1-Phase Motors
Z-MS-0,16/2 | Manual Motor Starter ( 0.10 - 0.16 ) 2 Pole | 248389 | 66.3826
Z-MS-0,25/2 | Manual Motor Starter ( 0.16 - 0.25 ) 2 Pole | 248390 | 66.0025
Z-MS-0,4/2 | Manual Motor Starter ( 0.25 - 0.40 ) 2 Pole | 248391 | 65.9392
Z-MS-0,63/2 | Manual Motor Starter ( 0.40 - 0.63 ) 2 Pole | 248392 | 65.3691
Z-MS-1,0/2 | Manual Motor Starter ( 0.63 - 1.00 ) 2 Pole | 248393 | 66.1926
Z-MS-1,6/2 | Manual Motor Starter ( 1.00 - 1.60 ) 2 Pole | 248394 | 63.0255
Z-MS-2,5/2 | Manual Motor Starter ( 1.60 - 2.50 ) 2 Pole | 248395 | 60.9352
Z-MS-4,0/2 | Manual Motor Starter ( 2.50 - 4.00 ) 2 Pole | 248396 | 54.3476
Z-MS-6,3/2 | Manual Motor Starter ( 4.00 - 6.30 ) 2 Pole | 248397 | 63.0874
Z-MS-10/2 | Manual Motor Starter ( 6.30 - 10.00 ) 2 Pole | 248398 | 54.4109
Z-MS-16/2 | Manual Motor Starter ( 10.00 - 16.00 ) 2 Pole | 248399 | 57.3247
Z-MS-25/2 | Manual Motor Starter ( 16.00 - 25.00 ) 2 Pole | 248400 | 68.2829
Z-MS-40/2 | Manual Motor Starter ( 25.00 - 40.00 ) 2 Pole | 248401 | 92.0995
Motor Circuit Breaker 3-Pole for 3-Phase Motors
Z-MS-0,16/3 | MCB Manual Motor Breaker ( 0.10 - 0.16 ) 3P | 248402 | 97.9903
Z-MS-0,25/3 | MCB Manual Motor Breaker ( 0.16 - 0.25 ) 3P | 248403 | 97.4836
Z-MS-0,4/3 | MCB Manual Motor Breaker ( 0.25 - 0.40 ) 3P | 248404 | 97.4203
Z-MS-0,63/3 | MCB Manual Motor Breaker ( 0.40 - 0.63 ) 3P | 248405 | 96.5968
Z-MS-1,0/3 | MCB Manual Motor Breaker ( 0.63 - 1.00 ) 3P | 248406 | 97.8003
Z-MS-1,6/3 | MCB Manual Motor Breaker ( 1.00 - 1.60 ) 3P | 248407 | 93.0496
Z-MS-2,5/3 | MCB Manual Motor Breaker ( 1.60 - 2.50 ) 3P | 248408 | 89.8825
Z-MS-4,0/3 | MCB Manual Motor Breaker ( 2.50 - 4.00 ) 3P | 248409 | 80.0012
Z-MS-6,3/3 | MCB Manual Motor Breaker ( 4.00 - 6.30 ) 3P | 248410 | 77.9109
Z-MS-10/3 | MCB Manual Motor Breaker ( 6.30 - 10.00 ) 3P | 248411 | 80.0645
Z-MS-16/3 | MCB Manual Motor Breaker ( 10.00 - 16.00 ) 3P | 248412 | 84.4985
Z-MS-25/3 | MCB Manual Motor Breaker ( 16.00 - 25.00 ) 3P | 248413 | 100.9041
Z-MS-40/3 | MCB Manual Motor Breaker ( 25.00 - 40.00 ) 3P | 248414 | 136.6924

## PL-CONTROLS+RELAYS
Reference | Description | OrderNumber | UP
Ice cube Relay
D2RF2R1IN | Ice Cube relay DPDT, Coil 12VDC | D2RF2R1IN | 11.2255
D2RF2TIN | Ice Cube relay DPDT, Coil 24VAC | D2RF2TIN | 11.2414
D2RF2T1IN | Ice Cube relay DPDT, Coil 24VDC | D2RF2T1IN | 11.5047
D2RF2W1IN | Ice Cube relay DPDT, Coil 48VDC | D2RF2W1IN | 13.8086
D2RF2A1IN | Ice Cube relay DPDT, Coil 110/125 Vdc | D2RF2A1IN | 12.0075
D2RF2AIN | Ice Cube relay DPDT, Coil 120VAC | D2RF2AIN | 11.2414
D2RF2BIN | Ice Cube relay DPDT, Coil 220/240 Vac | D2RF2BIN | 12.0075
D2RF4R1IN | Ice Cube relay 4PDT, Coil 12VDC | D2RF4R1IN | 12.4592
D2RF4TIN | Ice Cube relay 4PDT, Coil 24VAC | D2RF4TIN | 11.4167
D2RF4T1IN | Ice Cube relay 4PDT, Coil 24VDC | D2RF4T1IN | 11.4167
D2RF4W1IN | Ice Cube relay 4PDT, Coil 48VDC | D2RF4W1IN | 13.115
D2RF4A1IN | Ice Cube relay 4PDT, Coil 110/125 Vdc | D2RF4A1IN | 11.0559
D2RF4AIN | Ice Cube relay 4PDT, Coil 120VAC | D2RF4AIN | 11.0559
D2RF4BIN | Ice Cube relay 4PDT, Coil 220/240 Vac | D2RF4BIN | 13.2304
D2PA6IN | Socket for Ice Cube Relay DPDT | D2PA6IN | 6.5481
D2PA7 | Socket for Ice Cube Relay 4PDT | D2PA7 | 8.6111
General Purpose Relay 11-pin
D3RF3A | General Purpose Relay 3PDT Coil 120VAC | 3-4154-1001A | 39.1145
D3RF3B | General Purpose Relay 3PDT Coil 220/240 Vac | 3-4154-1003A | 41.2693
D3RF3T | General Purpose Relay 3PDT Coil 24 Vac | 3-4154-1006A | 42.3232
D3RF3T1 | General Purpose Relay 3PDT Coil 24 Vdc | 3-4154-1005A | 39.1145
D3PA7 | Socket for Relay 11Pin | D3PA7-A2 | 13.4285
PQC-1332 | D3PA6 | PQC-1332 | 2.9107
MOD-AD250 | Protection Diode 6 to 250VDC | MOD-AD250 | 8.732
MOD-AMV120 | MOV coil suppressor 120VAC/DC | MOD-AMV120 | 10.915
MOD-AMV24 | MOV coil suppressor 24VAC/DC | MOD-AMV24 | 10.915
MOD-AMV240 | MOV coil suppressor 240VAC/DC | MOD-AMV240 | 10.915
MOD-RC24 | RC Suppressor 6 to 24VAC/DC | MOD-RC24 | 8.5501
MOD-RC240 | RC Suppressor 110 to 240VAC/DC | MOD-RC240 | 8.5501
Industrial timers
ETR4-11-A | Timing relay, 1W, 0.05s-100h, 24-240V50/60Hz, 24-240VDC, on-delayed | 31882 | 83.4342
ETR4-51-A | Timing relay, star-delta, 50 ms, 1W, 3-60s, 24-240VAC/DC | 31884 | 68.7279
ETR4-69-A | Timing relay, 1W, 0.05s-100h, multi-function, 24-240VAC/DC | 31891 | 119.289
ETR4-70-A | Timing relay, 2W, 0.05s-100h, multi-function, 24-240VAC/DC, potentiometer connection | 31888 | 139.2694
Phase monitoring Relay
EMR6-F500-G-1 | DIN rail Phase sequence relay, 3p, 2W, 200-500VAC | 184789 | 192.5938
EMR6-AWN280-D-1 | DIN railmultifunction Phase monitoring relay, Umax 240 - 280 V AC,Umin 180 - 220 V AC (with neutral) | 184770 | 398.5208
Current Monitoring Relay
EMR6-I1-A-1 | Current monitoring relay, 2W, 3-30mA, 10-100mA, 0.1-1A, 24-240VAC/DC | 184790 | 441.7796
EMR6-I15-A-1 | Current monitoring relay, 2 W, 0,3 - 1,5 A, 1 -5 A, 3 - 15 A | 184754 | 452.9718
EMR6-I15-B-1 | Current monitoring relay, 2 W, 0,3 - 1,5 A, 1 -5 A, 3 - 15 A | 184755 | 371.7948
Liquid Level Relay
EMR6-N1000-N-1 | Liquid level monitoring relay, 1W, 220-240V50/60Hz, 5-100kOhm | 184756 | 173.8687
EMR6-N1000-A-1 | Level monitoring relays, 24 - 240 V AC, 50/60 Hz, 24 - 240 V DC, 0.1 - 1000 kΩ | 184757 | 302.1492
Easy Logic PLC
EASY-E4-UC-12RCX1 | Control relays, easyE4 (expandable, Ethernet), 12/24 V DC, 24 V AC, Inputs Digital: 8, of which can be used as analog: 4, screw terminal | 197212 | 404.6798
EASY-E4-DC-12TC1 | Control relays easyE4 with display (expandable, Ethernet), 24 V DC, Inputs Digital: 8, of which can be used as analog: 4, screw terminal | 197213 | 444.3788
EASY-E4-DC-12TCX1 | Control relays, easyE4 (expandable, Ethernet), 24 V DC, Inputs Digital: 8, of which can be used as analog: 4, screw terminal | 197214 | 376.9209
EASY-E4-AC-12RC1 | Control relays easyE4 with display (expandable, Ethernet), 100 - 240 V AC, 110 - 220 V DC (cULus: 100 - 110 V DC), Inputs Digital: 8, screw terminal | 197215 | 484.044
EASY-BOX-E4-AC1 | Starter package consisting of EASY-E4-AC-12RC1, patch cable and software license for easySoft | 197229 | 457.7692
EASY-BOX-E4-DC1 | Starter package consisting of EASY-E4-DC-12TC1, patch cable and software license for easySoft | 197228 | 457.7692
EASY-E4-UC-12RC1 | Control relays easyE4 with display (expandable, Ethernet), 12/24 V DC, 24 V AC, Inputs Digital: 8, of which can be used as analog: 4, screw terminal | 197211 | 472.1377
EASY-E4-AC-12RCX1 | Control relays, easyE4 (expandable, Ethernet), 100 - 240 V AC, 110 - 220 V DC (cULus: 100 - 110 V DC), Inputs Digital: 8, screw terminal | 197216 | 416.5861
Modular Power supplies for Easy smart relays
EASY200-POW | Switched-mode power supply unit, 100-240VAC/24VDC/12VDC, 0.35A/0.02A, 1-phase, controlled | 229424 | 106.554
EASY400-POW | Switched-mode power supply unit, 100-240VAC/24VDC, 1.25A, 1-phase, controlled | 212319 | 160.7426
Multi-Function Display (MFD)
MFD-80 | LCD Display,80mm, Eaton Label | 265250 | 144.7156
MFD-80-B | LCD Display,pushbutt. 80mm, Eaton Label | 265251 | 156.5328
Multi-Function Display Controller
MFD-CP8-ME | MFD-CPU, DC, without easy-NET | 267164 | 367.3357
MFD-CP8-NT | MFD-CPU, DC, with easy-NET | 265253 | 426.1783
MFD-AC-CP8-ME | MFD-CPU,AC,without easy-NET | 274091 | 432.9491
MFD-AC-CP8-NT | MFD-CPU, AC, with easy-NET | 274092 | 462.8575
Multi-Function Display I/O Modules
MFD-AC-R16 | MFD- AC 230V inputs,relay outputs | 274093 | 226.7611
MFD-R16 | I/O MFD 24 V DC, relay | 265254 | 208.9235
MFD-T16 | I/O MFD 24 V DC, transistor | 265255 | 225.8451
MFD-RA17 | I/O MFD 24 V DC, relay, analog O | 265364 | 190.362
MFD-TA17 | I/O MFD 24 V DC, transistor, analog O | 265256 | 246.5309
Full PLC functionality (codesys environment) suitable for Distribution Board installation, with CAN master for XN-300 I/O
EC4P-221-MTXD1 | Compact PLC, 24 V DC, 12DI(of 4AI), 8DO(T), CAN, display | 106391 | 1067.5087
EC4P-221-MTXX1 | Compact PLC, 24 V DC, 12DI(of 4AI), 8DO(T), CAN | 106392 | 1004.2182
EC4P-221-MTAD1 | Compact PLC, 24 V DC, 12DI(of 4AI), 8DO(T), 1AO, CAN, display | 106395 | 999.47
EC4P-221-MTAX1 | Compact PLC, 24 V DC, 12DI(of 4AI), 8DO(T), 1AO, CAN | 106396 | 931.7996
EC4P-222-MTXD1 | Compact PLC, 24 V DC, 12DI(of 4AI), 8DO(T), ethernet, CAN, display | 106399 | 1569.4896
EC4P-222-MTXX1 | Compact PLC, 24 V DC, 12DI(of 4AI), 8DO(T), ethernet, CAN | 106400 | 1475.4468
EC4P-222-MTAD1 | Compact PLC, 24 V DC, 12DI(of 4AI), 8DO(T), 1AO, ethernet, CAN, display | 106403 | 1736.479
EC4P-222-MTAX1 | Compact PLC, 24 V DC, 12DI(of 4AI), 8DO(T), 1AO, ethernet, CAN | 106404 | 1642.5351
EU4A-RJ45-CAB1 | Programming cable for EC4P, XC100, XC200, 2m | 106726 | 182.5073
XT-RJ45-ETH-RS232 | Interface switch for EC4P(separates combined RS232/ETH on 2 RJ45 sockets) | 289170 | 215.6932
EASY-NT-30 | Connecting cable for networking devices via easyNet, 2xRJ45, 30cm | 256283 | 13.4266
PLC central unit with communications (Codesys)
XC-152-D6-11 | Compact PLC, 24 V DC, ethernet, RS232, RS485, CAN | 167855 | 1428.4162
XC-152-E6-11 | Compact PLC, 24 V DC, ethernet, RS232, RS485, CAN, SWDT | 167851 | 1604.6881
Modular High Performance PLC
XC-303-C32-002 | CPU module, 3ETH,2CAN,RS485,4 dig. I/O | 191080 | 4337.6379
XC-303-C21-001 | CPU module, 2ETH,CAN,RS485 | 191081 | 3600.4109
XC-303-C11-000 | CPU module, ETH,CAN | 191082 | 3000.3424
touch panel with integrated PLC (codesys-Galileo)
XV-102-D6-70TWR-10 | Touch panel with integrated PLC, 24 V DC, 7z, TFTcolor, ethernet, RS232, RS485, CAN | 142536 | 1899.2329
XV-102-E6-57TVRC-10 | Touch panel, 24 V DC, 5.7z, TFTcolor, ethernet, RS485, CAN, SWDT, PLC | 153525 | 2381.3816
XV-102-E6-70TWRC-10 | Touch panel, 24 V DC, 7z, TFTcolor, ethernet, RS485, CAN, SWDT, PLC | 153527 | 2772.8103
XV-152-E6-10TVRC-10 | Touch panel, 24 V DC, 10.4z, TFTcolor, ethernet, RS485, CAN, SWDT, PLC | 166704 | 5806.304
XV-460-15TXB-1-10 | Touch panel, ir, 24 V DC, 15z, TFTcolor, ethernet, RS232, CAN, (PLC) | 139916 | 10194.3042
LIC-PLC-MXP-MEDIUM | License PLC MEDIUM, for XV(S)400 (10z, 12z, 15t) | 140390 | 1165.0633
XN-300 Remote Input output
XN-312-GW-CAN | Gateway to bus system CANopen | 178782 | 541.6078
XN-322-10AI-TEKT | Analog input module; 8 thermocouple inputs and two KTY inputs | 178792 | 1021.3176
XN-322-16DO-P05 | Digital output module; 16 digital outputs short-circuit proof 24 V DC/0.5 A each; pulse-switching | 178787 | 495.1843
XN-322-20DI-PD | Digital input module; 20 digital inputs 24 V DC each; pulse-switching; 5.0 ms | 178786 | 417.8117
XN-322-12DO-P17 | Digital output module; 12 digital outputs short-circuit proof 24 V DC/1.7 A each; pulse-switching | 178788 | 618.9804
XN-322-8AIO-U2 | Analog input and output module; 4 analog inputs and 4 analog outputs; +/-10 V; Uref | 178791 | 1129.6391
XN-322-8AIO-I | Analog input and output module; 4 analog inputs and 4 analog outputs; 0/4 to 20 mA | 178771 | 1176.9971
XN-322-8AI-I | Analog input module; 8 current inputs 0/4 up to 20 mA | 179288 | 927.9701
XN-322-7AI-U2PT | Analog input module; 6 analog inputs; +/-10V; 1 PT/KTY; Uref | 178789 | 982.5879
Smart wire items, I/O modules
EU5E-SWD-2A2A | I/O module, SmartWire-DT, 24 V DC, 2AI, 2AO, AI/AO configurable 0-10V/0-20mA | 144063 | 466.5446
EU5E-SWD-4AX | I/O module, SmartWire-DT, 24 V DC, 4AI configurable 0-10V/0-20mA | 144062 | 388.7769
EU5E-SWD-4D4D | I/O module, SmartWire-DT, 24 V DC, 4DI, 4DO-Trans, 0.5A | 116382 | 221.2104
EU5E-SWD-4DX | I/O module, SmartWire-DT, 24 V DC, 4DI with supply 24V, 0.5A, 3 conductor connection | 144060 | 273.3896
EU5E-SWD-4PT | I/O module, SmartWire-DT, 24 V DC, 4AI configurable Pt100/Pt1000/Ni1000 | 144064 | 433.3653
EU5E-SWD-8DX | I/O module, SmartWire-DT, 24 V DC, 8DI | 116381 | 210.4269
EU5E-SWD-X8D | I/O module, SmartWire-DT, 24 V DC, 8DO-Trans, 0.5A | 144061 | 272.7677
Smart wire items, accessories
SWD4-100LF8-24 | Flat cable, SmartWire-DT, 100m, 8-Pole | 116026 | 488.7463
SWD4-10LF8-24-2S | Flat cable, SmartWire-DT, 10m, 8-Pole, prefabricated with 2 blade terminals SWD4-8MF2 | 116029 | 75.2366
SWD4-3LF8-24-2S | Flat cable, SmartWire-DT, 3m, 8-Pole, prefabricated with 2 blade terminals SWD4-8MF2 | 116027 | 40.1507
SWD4-5LF8-24-2S | Flat cable, SmartWire-DT, 5m, 8-Pole, prefabricated with 2 blade terminals SWD4-8MF2 | 116028 | 42.5687
SWD4-8MF2 | Blade terminal, SmartWire-DT, on ribbon-cable end for connecting coordinator etc. | 116023 | 5.9102
SWD4-8SF2-5 | External device plug, SmartWire-DT, at ribbon cable for connection of SWD module | 116022 | 16.9597
SWD4-RC8-10 | Bus termination, SmartWire-DT, for flat cable | 116020 | 55.697
Smart wire items, tools
SWD4-CRP-1 | Crimping tool for SWD external device plug SWD4-8SF2-5 | 116025 | 946.1645
SWD4-CRP-2 | Crimping tool for SWD blade terminal SWD4-8MF2 | 116699 | 1216.0985
Power supplies/industrial
PSG60N24RP | Power supply unit, 1-phase, 100-240VAC/24VDC, 2.5A | 172890 | 116.5291
PSG120E24RM | Power supply unit, 1-phase, 100-240VAC/24VDC, 5A | 172892 | 278.5935
PSG240E24RM | Power supply unit, 1-phase, 100-240VAC/24VDC, 10A | 172893 | 476.1929
PSG480E24RM | Power supply unit, 1-phase, 100-240VAC/24VDC, 20A | 172894 | 714.2703
PSG60F24RM | Power supply unit, 3-phase, 100-240VAC/24VDC, 2.5A | 172882 | 222.9053
PSG120F24RM | Power supply unit, 3-phase, 400-500VAC/24VDC, 5A | 172883 | 329.2815
PSG240F24RM | Power supply unit, 3-phase, 400-500VAC/24VDC, 10A | 172884 | 547.0913
PSG480F24RM | Power supply unit, 3-phase, 400-500VAC/24VDC, 20A | 172885 | 739.5762
PSG960F24RM | Power supply unit, 3-phase, 400-500VAC/24VDC, 40A | 172886 | 1033.399
PSG960R24RM | Redundancy module for PSG power supply units, 40 A | 172889 | 177.2746
PSG480R24RM | Redundancy module for PSG power supply units, 20 A | 172888 | 131.7012

## PL-PILOT DEVICES
Reference | Description | OrderNumber | UP
Non-illuminated Pushbottons, Flush, Momentary ,Compact type
C22S-D-G-K10 | Pushbutton actuator flush, 1NO, green | 121492 | 10.5735
C22S-D-R-K01 | Pushbutton actuator flush, 1NC, red | 121498 | 10.5735
illuminated Pushbottons, Flush, Momentary ,Compact type
C22S-DL-G-K10-230 | Illumin.pushbutton.act.,230VAC,1NO,green | 136634 | 24.2841
C22S-DL-G-K10-24 | Illumin.pushbutton.act.,24V DC,1NO,green | 136635 | 21.7863
C22S-DL-R-K01-230 | Illumin.pushbutton.act.,230V AC, 1NC,red | 136637 | 24.2841
C22S-DL-R-K01-24 | Illumin.pushbutton.act., 24V DC, 1NC,red | 136638 | 21.7863
Pilot Light, Flush, Momentary ,Compact type
C22-L-W-230 | Indicator light, 230V AC/DC, white | 121644 | 15.0118
C22-L-R-230 | Indicator light, 230V AC/DC, red | 121645 | 15.0118
C22-L-G-230 | Indicator light, 230V AC/DC, green | 121646 | 15.0118
C22-L-Y-230 | Indicator light, 230V AC/DC, yellow | 121647 | 15.0118
C22-L-B-230 | Indicator light, 230V AC/DC, blue | 121648 | 15.0118
C22-L-W-24 | Indicator light, 24V AC/DC, white | 121626 | 15.0118
C22-L-R-24 | Indicator light, 24V AC/DC, red | 121627 | 15.0118
C22-L-G-24 | Indicator light, 24V AC/DC, green | 121628 | 15.0118
C22-L-Y-24 | Indicator light, 24V AC/DC, yellow | 121629 | 15.0118
C22-L-B-24 | Indicator light, 24V AC/DC, blue | 121630 | 15.0118
Selector Switches ,Compact type
C22S-WRKV-K10 | Select.sw.actuat.w.thumb-grip,st-put,1NO | 121603 | 18.8386
C22S-WK3-K02 | Selector sw. actuat. w.thumb-grip,3p,2NC | 121604 | 23.2118
C22S-WK3-K11 | Select.sw.actuat.w.thumb-grip,3p,1NO1NC | 121605 | 23.2118
C22S-WK3-K20 | Selector sw. actuat. w.thumb-grip,3p,2NO | 121606 | 23.2118
C22S-WRK3-K02 | Selector sw. actuat. w.thumb-grip,3p,2NC | 121607 | 21.4935
C22S-WRK3-K11 | Select.sw.actuat.w.thumb-grip,3p,1NO1NC | 121608 | 21.4935
C22S-WRK3-K20 | Selector sw. actuat. w.thumb-grip,3p,2NO | 121609 | 21.4935
Emergency Stop, Compact Type
C22-PVT60P-K11 | Emerg.-stop,60mm,rot.release,1NO1NC,red | 121612 | 35.726
C22-PVT60P-K02 | Emerg.-stop,60mm,rotate release,2NC,red | 121613 | 35.726
C22-PVS60P-MS1-K11 | Emergency-Stop, 60mm, MS1, 1NO1NC, red | 121620 | 67.7515
C22-PVS60P-MS1-K02 | Emergency-Stop, 60mm, MS1, 2NC, red | 121621 | 67.7515
Non-illuminated Pushbottons, Flush, Momentary ,Modular Type
M22-D-S | Push-button,flush,black | 216590 | 5.911
M22-D-R | Push-button,flush,red | 216594 | 5.911
M22-D-G | Push-button,flush,green | 216596 | 5.911
M22-D-W | Push-button,flush,white | 216592 | 7.3373
M22-D-B | Push-button,flush,blue | 216600 | 7.3373
M22-D-Y | Push-button,flush,yellow | 216598 | 7.3373
M22-D-R-X0 | Push-button,flush,red (O-Stop) | 216605 | 11.7926
M22-D-G-X1 | Push-button,flush,green (I-Start) | 216607 | 11.7926
Non-illuminated Pushbottons, Flush, Maintained, Modular Type
M22-DR-S | Push-button,flush,black,stay-put | 216613 | 17.4831
M22-DR-R | Push-button,flush,red,stay-put | 216617 | 17.4831
M22-DR-G | Push-button,flush,green,stay-put | 216619 | 17.4831
M22-DR-W | Push-button,flush,white,stay-put | 216615 | 17.4831
M22-DR-B | Push-button,flush,blue,stay-put | 216623 | 17.4831
M22-DR-Y | Push-button,flush,yellow,stay-put | 216621 | 17.4831
Non-illuminated Pushbottons, Raised, Momentary, Modular Type
M22-DH-S | Push-button,conical,black | 216636 | 12.7337
M22-DH-R | Push-button,conical,red | 216641 | 12.7337
M22-DH-G | Push-button,conical,green | 216643 | 13.7472
M22-DH-W | Push-button,conical,white | 216638 | 12.7337
M22-DH-B | Push-button,conical,blue | 216649 | 12.7337
M22-DH-Y | Push-button,conical,yellow | 216646 | 12.7337
Illuminated Pushbottons, Flush, Momentary, Modular Type
M22-DL-R | Illum. push-butt.,flush,red | 216925 | 15.3804
M22-DL-G | Illum. push-butt.,flush,green | 216927 | 15.3804
M22-DL-W | Illum. push-butt.,flush,white | 216922 | 15.3804
M22-DL-B | Illum. push-butt.,flush,blue | 216931 | 15.3804
M22-DL-Y | Illum. push-butt.,flush,yellow | 216929 | 15.3804
Indicating Lights without operator, Flush, IP67, IP69K. Modular Type
M22-L-W | Indicator light,flush,white | 216771 | 5.3335
M22-L-R | Indicator light,flush,red | 216772 | 5.3335
M22-L-G | Indicator light,flush,green | 216773 | 5.3335
M22-L-Y | Indicator light,flush,yellow | 216774 | 5.3335
M22-L-B | Indicator light,flush,blue | 216775 | 7.0319
Indicating Light Mounting Adapter, Modular Type
M22-A | Fixing adapter 3-contacts/LED elements | 216374 | 2.1194
M22-A4 | Fixing adapter, 4 mounting locations | 279437 | 7.0561
M22-B | Blanking plug, gray | 216388 | 5.1511
Non-Illuminated Emergency Stop, Modular Type
M22-PV | Emergency stop button non-illumin. | 216876 | 42.3736
M22-PVT | Emerg.stop/swit.off but.,non-ill.rot.rel | 263467 | 21.7974
M22-PVS | Emerg.stop/switch.off key release MS1 | 216879 | 49.602
M22-PVL | Emerg. stop/switching off button,illum. | 216878 | 47.2721
M22-XGPV | Emerg.stop/switch.off guard-ring | 231273 | 20.7447
M22-XBK | Emergency-stop label, blank | 269580 | 12.5198
M22-XZK-GB99 | Emerg.stop label | 216472 | 6.1897
Non-Illuminated Selector Switches, Modular Type
M22-WK | Sel.switch,2 pos. Momentary | 216865 | 23.8466
M22-WRK | Sel.switch,2 pos.Maintained | 216867 | 10.5969
M22-WK3 | Sel.switch,3 pos.Momentary | 216870 | 23.8325
M22-WRK3 | Sel.switch,3 pos.Maintained | 216872 | 10.5969
Illuminated Selector Switches, Modular Type
M22-WLK-W | Ill.sel.switch act.,2 pos.,white | 216812 | 28.3099
M22-WLK-R | Ill.sel.switch act.,2 pos.,red | 216814 | 28.3099
M22-WLK-G | Ill.sel.switch act.,2 pos.,green | 216816 | 28.3099
M22-WLK-Y | Ill.sel.switch act.,2 pos.,yellow | 216818 | 28.3099
M22-WLK-B | Ill.sel.switch act.,2 pos.,blue | 216820 | 28.3099
M22-WLK3-W | Ill.sel.switch act.,3 pos.,white | 216833 | 29.6854
M22-WLK3-R | Ill.sel.switch act.,3 pos.,red | 216835 | 29.6854
M22-WLK3-G | Ill.sel.switch act.,3 pos.,green | 216837 | 29.6854
M22-WLK3-Y | Ill.sel.switch act.,3 pos.,yellow | 216839 | 29.6854
M22-WLK3-B | Ill.sel.switch act.,3 pos.,blue | 216841 | 29.6854
M22-WRK4 | Sel.switch+thumb-grip,4 pos.stay-put | 279431 | 46.7231
M22-XWS | Key-oper.actuators protect.diaphragm | 231275 | 13.4742
M22-XW4 | 5 Plunger bridge sets for 4-fold keys | 116461 | 25.4117
Key-Operated Selector Switches
M22-WS | Key-operated button,2 positions,momentary | 216881 | 80.5366
M22-WS3 | Key-operated button,3 positions, momentary | 216894 | 80.5366
M22-WRS-RS-A1 | Key-operated button,2 positions,maintained | 171151 | 96.3386
M22-WRS3-RS-A1 | Key-operated button,3 positions, maintained | 171155 | 96.3338
Double Pushbuttons, Extended and Center Light, Momentary
M22S-DDL-GR-GB1/GB0 | Double actuator pushbutton, +indicator light, green START/white/red STOP | 216703 | 24.1273
M22-DDL-GR | Double actuator pushbutton, +indicator light, green/white/red | 216698 | 27.1757
M22-DDL-GR-X1/X0 | Double actuator pushbutton, +indicator light, green I/white/red 0 | 216700 | 26.7965
LED Units, Screw, Front, IP20
M22-LED-W | LED element,front,white 12-30VAC/DC | 216557 | 8.7723
M22-LED-R | LED element,front,red 12-30VAC/DC | 216558 | 8.7723
M22-LED-B | LED element,front,blue 12-30VAC/DC | 218057 | 8.7723
M22-LED-G | LED element, front, green 12-30VAC/DC | 216559 | 8.7863
M22-LED230-W | LED element,front,white 85-264VAC | 216563 | 12.6882
M22-LED230-R | LED element,front,red 85-264VAC | 216564 | 12.6882
M22-LED230-G | LED element,front,green 85-264VAC | 216565 | 12.6882
M22-LED230-B | LED element,front,blue 85-264VAC | 218059 | 12.6882
Contact Blocks, IP20
M22-KC10 | Make contact,Bottom 1NO | 216380 | 7.481
M22-KC01 | Break contact,Bottom 1NC | 216382 | 7.1863
M22-K10 | Make contact,Front 1NO | 216376 | 4.368
M22-K01 | Break contact,Front 1NC | 216378 | 4.7355
M22-CK02 | Double N/C contact, Cage Clamp 2NC | 107899 | 16.9252
M22-CK11 | N/O-N/C contact, Cage Clamp 1NO+1NC | 107940 | 16.9252
M22-CK11 | N/O-N/C contact, Cage Clamp 1NO+1NC | 107940 | 16.9252
M22-CK20 | Double N/O contact, Cage Clamp 2NO | 107898 | 16.9252
Legend Plates
M22S-ST-X | Legend plate mount, without plate,black | 216392 | 1.179
M22S-STDD-X | Legend plate mount, without plate,black,double actuator | 216394 | 1.179
Surface mounting Enclosure
M22-IY1-PG | Surface mounting enclosure,PG | 229234 | 23.7343
M22-I2-PG | Surface mounting enclosure,PG | 229235 | 27.7625
M22-I3-PG | Surface mounting enclosure,PG | 229236 | 30.2047
M22-I4-PG | Surface mounting enclosure,PG | 229237 | 38.9489
Mounting Ring Tool
M22-MS | Mounting tool | 216402 | 10.1758
IVS Mounting Rail Adapter
M22-IVS | IVS mounting rail adapter | 216400 | 9.853
Insert Plate with inscription
M22-XST | Insert plate | 216480 | 1.1579
Miscellaneous
M22-RJ45-SA | Mounting socket RJ45 | 107413 | 42.8613
M22-USB-SA | USB 2.0 A/A with connection cable | 107412 | 88.2972
M22-WJ4 | Joystick, 4 pos.,spring-ret.titan ring | 279417 | 101.0745
M22-XAM | BA9s,18-30V buzzer, cont.tone | 229025 | 29.8933
M22-AMC | Acoustic indicator IP40 | 229015 | 21.6452
M22-XC-R | Coding adapter set (1 Set = 1red+1green) | 216406 | 1.3349
Safety position Switches
LS-S11S/RLA | Adjust.roller lever,snap-action contact | 106803 | 55.5671
LS-S11S/S | Spring-rod actuator,snap-action contact | 106805 | 55.5671
LS-11S | Plunger,snap-action contact | 266105 | 38.9489
Illuminated Pushbottons, Flush, IP65
A22-RD-11/K10 | Green push button 1NO, "I" labeled | 261366 | 15.7543
A22-RD-10/K01 | Red push button 1NC, "O" labeled | 261368 | 15.6807
A22-RD-03/K11 | Green push button 1NO+1NC, no label | 90000060600052 | 18.4397
A22-RD-04/K11 | Red push button 1NO+1NC, no label | 90000060600053 | 18.4397
A22-QDDL-11/10 | DOUBLE PUSH-BUTTONS, CHROME, white scaterring lens | 254423 | 10.763
LED Indicating Light, IP65, 5000H
A22-LCLED24-R | Compact indic.light,red,LED,24V AC/DC | 108187 | 5.8453
A22-LCLED24-G | Compact indic.light,green,LED,24V AC/DC | 108188 | 5.8453
A22-LCLED24-Y | Compact indic.light,yellow,LED,24V AC/DC | 108189 | 5.8453
A22-LCLED24-B | Compact indic.light,blue,LED,24V AC/DC | 108190 | 6.4048
A22-LCLED24-W | Compact indic.light,blanc,LED,24V AC/DC | 108186 | 7.5974
A22-LCLED220-R | Ind.light compact,red,LED 220V AC/DC | 116039 | 5.8453
A22-LCLED220-G | Ind.light compact,green,LED 220V AC/DC | 116038 | 5.8453
A22-LCLED220-Y | Ind.light compact,yellow,LED 220V AC/DC | 116041 | 5.8453
A22-LCLED220-B | Ind.light compact,blue,LED 220V AC/DC | 116037 | 6.4048
A22-LCLED220-W | Ind.light compact,white LED 220V AC/D | 116040 | 7.5974
Non-Illuminated Emergency Stop IP65
A22-E.Stop Header | A22-E.Stop Header | 1433001010226 | 8.2038
A22-RPV | EMERGENCY-STOP BUTTON (Pull to reset) | 254427 | 12.6535
A22-1AK-299 | Emergency-stop labels | 254498 | 3.3423
Select Switch operator, IP65, with thumb grip
A22-RWK1R | SELECTOR SWITCHES, 2 POSITIONS,CHROME | 254428 | 6.876
A22-RWK3R | SELECTOR SWITCHES, 3 POSITIONS,CHROME | 254430 | 6.876
Select Switch operator, IP65, with Master key
A22-RS | KEY-OPERATED BUTTONS, 2 POSITONS,CHRO | 254432 | 16.8881
A22-RS3 | KEY-OPERATED BUTTONS, 3 POSITONS,CHRO | 254433 | 16.8881
Mounting Adapter
A22-BE6 | Fixing adapter flush mounting | 254453 | 1.1337
A22-BE3C | Fixing adapter surface/rear mounting | 254461 | 0.75021
A22 Accessories
A22-01T | Blank 22mm cover (black) | 254466 | 0.79508
A22-RAS-X | Legend Plate Height 40mm | 254486 | 0.65648
A22-RBS-X | Legend Plate Height 50mm | 271391 | 0.65648
Contact Block, Flsh & Surface mounting
A22-EK10 | 1 CONTACT | 254454 | 6.1692
A22-EK01 | 1 CONTACT | 254455 | 5.9189
A22-EC11 | 2 CONTACTS | 254456 | 10.0857
A22-EC20 | 2 CONTACTS | 254457 | 10.9691
A22-EC02 | 2 CONTACTS | 254458 | 11.6023
Mounting Pushbutton Enclosure
A22-IGE1M | Surface mount.encl.with 1 location | 254499 | 16.2255
A22-12M | Surface mount.encl.with 2 locations | 254501 | 19.6119
A22-13M | Surface mount.encl.with 3 locations | 254502 | 21.7763
A22-14M | Surface mount.encl.with 4 locations | 254503 | 25.2953
A22-15M | Surface mount.encl.with 5 locations | 255802 | 28.4167

## PL-SOFTSTARTERS AND DRIVES
Reference | Description | OrderNumber | UP
Soft Starter DS7 for 3-Phase Motors, Supply 110-230 VAC
DS7-342SX004N0-N | DS7 soft starter, 110/230 V AC, 4 A | 134925 | 443.2641
DS7-342SX007N0-N | DS7 soft starter, 110/230 V AC, 7 A | 134927 | 467.0619
DS7-342SX009N0-N | DS7 soft starter, 110/230 V AC, 9 A | 134928 | 491.641
DS7-342SX012N0-N | DS7 soft starter, 110/230 V AC, 12 A | 134929 | 580.6423
DS7-342SX016N0-N | DS7 soft starter, 110/230 V AC, 16 A | 134930 | 852.9148
DS7-342SX024N0-N | DS7 soft starter, 110/230 V AC, 24 A | 134931 | 721.2457
DS7-342SX032N0-N | DS7 soft starter, 110/230 V AC, 32 A | 134932 | 834.3053
DS7-342SX041N0-N | DS7 soft starter, 110/230 V AC, 41 A | 134934 | 1236.1827
DS7-342SX055N0-N | DS7 soft starter, 110/230 V AC, 55 A | 134935 | 1428.1111
DS7-342SX070N0-N | DS7 soft starter, 110/230 V AC,70 A | 134936 | 1532.8258
DS7-342SX081N0-N | DS7 soft starter, 110/230 V AC, 81 A | 134937 | 1821.8733
DS7-342SX100N0-N | DS7 soft starter, 110/230 V AC, 100 A | 134938 | 1899.1815
DS7-342SX135N0-N | DS7 soft starter, 110/230 V AC, 135 A | 134939 | 2437.5507
DS7-342SX160N0-N | DS7 soft starter, 110/230 V AC, 160 A | 134940 | 2878.6342
DS7-342SX200N0-N | DS7 soft starter, 110/230 V AC, 200 A | 134941 | 3222.5987
Soft Starter S811+ for 3-Phase Motors, Supply up to 690 VAC
S811+N37P3S | SOFT STARTER 65MM 37A PUMP CONTROL W/ OPT INSIDE DELTA | 168977 | 4821.3479
S811+N66P3S | SOFT STARTER 65MM 66A PUMP CONTROL W/ OPT INSIDE DELTA | 168979 | 5089.5163
S811+R10P3S | SOFT STARTER 110MM 105A PUMP CONTROL W/ OPT INSIDE DELTA | 168981 | 5488.8541
S811+R13P3S | SOFT STARTER 110MM 135A PUMP CONTROL W/ OPT INSIDE DELTA | 168983 | 5649.3726
S811+T18P3S | SOFT STARTER 200MM 180A PUMP CONTROL W/ OPT INSIDE DELTA | 168985 | 8536.7382
S811+T24P3S | SOFT STARTER 200MM 240A PUMP CONTROL W/ OPT INSIDE DELTA | 168988 | 8536.7382
S811+T30P3S | SOFT STARTER 200MM 304A PUMP CONTROL W/ OPT INSIDE DELTA | 168991 | 8536.7382
S811+U36P3S | SOFT STARTER 200MM 360A PUMP CONTROL W/ OPT INSIDE DELTA | 169872 | 10179.0509
S811+U42P3S | SOFT STARTER 200MM 420A PUMP CONTROL W/ OPT INSIDE DELTA | 169873 | 10552.9199
S811+V36P3S | SOFT STARTER 290MM 360A PUMP CONTROL W/ OPT INSIDE DELTA | 168994 | 13103.5809
S811+V42P3S | SOFT STARTER 290MM 420A PUMP CONTROL W/ OPT INSIDE DELTA | 168997 | 13334.5481
S811+V50P3S | SOFT STARTER 290MM 500A PUMP CONTROL W/ OPT INSIDE DELTA | 169000 | 13569.4505
S811+V65P3S | SOFT STARTER 290MM 650A PUMP CONTROL W/ OPT INSIDE DELTA | 169003 | 13929.6196
S811+V72P3S | SOFT STARTER 290MM 720A PUMP CONTROL W/ OPT INSIDE DELTA | 169006 | 14260.4764
S811+V85P3S | SOFT STARTER 290MM 850A PUMP CONTROL W/ OPT INSIDE DELTA | 169009 | 14603.0286
Variable Frequency Drive (DC1) Compact
DC1-S24D3NN-A20CE1 | VFD DC1 1~/1~230V 4,3A 0,37kW IP20 | 186079 | 648.1079
DC1-S27D0NN-A20CE1 | VFD DC1 1~/1~230V 7,0A 0,75kW IP20 | 186082 | 741.1184
DC1-S2011NB-A20CE1 | VFD DC1 1~/1~230V 10,5A 1,1kW IP20 | 186085 | 869.0471
DC1-122D3NN-A20CE1 | VFD DC1 1~/3~230V 2,3A 0,37kW IP20 | 185785 | 331.8801
DC1-124D3NN-A20CE1 | VFD DC1 1~/3~230V 4,3A 0,75kW IP20 | 185788 | 401.0685
DC1-127D0NN-A20CE1 | VFD DC1 1~/3~230V 7,0A 1,5kW IP20 | 185791 | 498.8905
DC1-12011NB-A20CE1 | VFD DC1 1~/3~230V 10,5A 2,2kW IP20 | 185797 | 637.0512
DC1-12015NB-A20CE1 | VFD DC1 1~/3~230V 15A 4kW IP20 | 185800 | 1128.7538
Variable Frequency Drive (DA1) 3Phase Without EMC Filter
DM1-341D5NB-N20B-EM | VSD DM1 500V 1,5/2,2A BU IP20 | 3-5026-005A | 530.1854
DM1-342D2NB-N20B-EM | VSD DM1 500V 2,2/4,3A BU IP20 | 3-5026-006A | 565.6901
DM1-344D3NB-N20B-EM | VSD DM1 500V 4,3/5,6A BU IP20 | 3-5026-007A | 637.998
DM1-345D6NB-N20B-EM | VSD DM1 500V 5,6/7,6A BU IP20 | 3-5026-008A | 706.3476
DM1-347D6NB-N20B-EM | VSD DM1 500V 7,6/12A BU IP20 | 3-5028-004A | 921.0595
DM1-34012NB-N20B-EM | VSD DM1 500V 12/16A BU IP20 | 3-5028-005A | 1081.0548
DM1-34016NB-N20B-EM | VSD DM1 500V 16/23A BU IP20 | 3-5028-006A | 1362.0265
DM1-34023NB-N20B-EM | VSD DM1 500V 23/31A BU IP20 | 3-5030-002A | 1543.2472
DM1-34031NB-N20B-EM | VSD DM1 500V 31/38A BU IP20 | 3-5032-003A | 1829.6015
DM1-34038NB-N20B-EM | VSD DM1 500V 38/46A BU IP20 | 3-5032-004A | 1988.0476
Variable Frequency Drive (DA1) 3Phase With EMC Filter
DM1-341D5EB-N20B-EM | VSD DM1 500V 1,5/2,2A EMC BU IP20 | 3-5025-005A | 583.204
DM1-342D2EB-N20B-EM | VSD DM1 500V 2,2/4,3A EMC BU IP20 | 3-5025-006A | 622.2592
DM1-344D3EB-N20B-EM | VSD DM1 500V 4,3/5,6A EMC BU IP20 | 3-5025-007A | 701.7978
DM1-345D6EB-N20B-EM | VSD DM1 500V 5,6/7,6A EMC BU IP20 | 3-5025-008A | 776.9824
DM1-347D6EB-N20B-EM | VSD DM1 500V 7,6/12A EMC BU IP20 | 3-5027-004A | 1013.1655
DM1-34012EB-N20B-EM | VSD DM1 500V 12/16A EMC BU IP20 | 3-5027-005A | 1189.1602
DM1-34016EB-N20B-EM | VSD DM1 500V 16/23A EMC BU IP20 | 3-5027-006A | 1498.2292
DM1-34023EB-N20B-EM | VSD DM1 500V 23/31A EMC BU IP20 | 3-5029-002A | 1697.5719
DM1-34031EB-N20B-EM | VSD DM1 500V 31/38A EMC BU IP20 | 3-5031-003A | 2012.5617
DM1-34038EB-N20B-EM | VSD DM1 500V 38/46A EMC BU IP20 | 3-5031-004A | 2186.8523
Variable Frequency Drive (DG1) Advanced for 3-Phase Motors - 400VAC (V/F,SLV,CLV), IP55
DG1-34046FB-C54C | Variable frequency drive, 3-phase 480 V, 46A, EMC filter, Internal braking transistor, protection type IP54 | 9702-3105-00P | 5197.5
DG1-34061FN-C54C | Variable frequency drive, 3-phase 480 V, 61A, EMC filter, protection type IP54 | 9702-4103-00P | 6246.7575
DG1-34072FN-C54C | Variable frequency drive, 3-phase 480 V, 72A, EMC filter, protection type IP54 | 9702-4107-00P | 7614.469
DG1-34087FN-C54C | Variable frequency drive, 3-phase 480 V, 87A, EMC filter, protection type IP54 | 9702-4111-00P | 11666.7694
DG1-34105FN-C54C | Variable frequency drive, 3-phase 400 V, 105A, EMC filter, protection type IP54 | 9702-5103-00P | 13392.6238
DG1-34140FN-C54C | Variable frequency drive, 3-phase 400 V, 140A, EMC filter, protection type IP54 | 9702-5107-00P | 15808.8129
DG1-34170FN-C54C | Variable frequency drive, 3-phase 400 V, 170A, EMC filter, protection type IP54 | 9702-5111-00P | 17085.934
DG1-34205FN-C54C | Variable frequency drives, 3-phase 500 V, 205 A, EMC Filters, Degree of protection IP54 | 9702-6103-00P | 24480.2509
DG1-34245FN-C54C | Variable frequency drives, 3-phase 500 V, 245 A, EMC Filters, Degree of protection IP54 | 9702-6107-00P | 27282.2732
VFD accessories
DXC-EXT-2RO1AO | Expansion for DC1 variable frequency drives (2 REL, 1AO) | 169030 | 222.6511
DXC-EXT-2RO | Expansion for DC1 variable frequency drives (2 REL) | 169031 | 243.8599
DXC-EXT-IO230 | Expansion for DC1 variable frequency drives (230 V IN) | 169033 | 265.0688
DX-KEY-LED2 | Keypad with LED display for DA1 and DC1 variable frequency drives | 186946 | 280.6595
DX-KEY-OLED | OLED keypad for variable frequency drives for DC1 and DA drives | 169133 | 815.2594
DX-COM-STICK2 | Bluetooth comm. stick for transfer param. to a PC for DA1, DC1, DE1 VFD | 186947 | 407.4545
DXE-EXT-SET | Parameter module for DE1 | 174621 | 181.9025
DX-CBL-RJ45-0M5 | RJ45 TO RJ45 RS485 DATA CABLE, 0.5M | 169137 | 17.3243
DX-CBL-RJ45-1M0 | RJ45 TO RJ45 RS485 DATA CABLE, 1.0M | 169138 | 21.3666
DX-CBL-RJ45-3M0 | RJ45 TO RJ45 RS485 DATA CABLE, 3.0M | 169139 | 25.9864
DX-COM-PCKIT | PC COM KIT - ADAPTER USB / CABLES | 169135 | 1070.8737
Main Line Choke (inductance)
DX-LN1-009 | Main choke, AC, 1p, 8.6A, 3.41mH, 260V50/60Hz | 269495 | 110.7049
DX-LN1-018 | Main choke, AC, 1p, 18A, 1.63mH, 260V50/60Hz | 269497 | 114.1121
DX-LN1-024 | Main choke, AC, 1p, 24A, 1.22mH, 260V50/60Hz | 269498 | 120.0596
DX-LN1-006 | Main choke, AC, 1p, 5.8A, 5.05mH, 260V50/60Hz | 269490 | 80.201
DX-LN1-009 | Main choke, AC, 1p, 8.6A, 3.41mH, 260V50/60Hz | 269495 | 110.7049
DX-LN1-018 | Main choke, AC, 1p, 18A, 1.63mH, 260V50/60Hz | 269497 | 114.1121
DX-LN1-024 | Main choke, AC, 1p, 24A, 1.22mH, 260V50/60Hz | 269498 | 120.0596
DX-LN1-032 | Mains choke (1-phase, 260V, 32A) | 169791 | 247.9418
DX-LN3-004 | Main choke, AC, 3p, 3.9A, 7.51mH, 550V50/60Hz | 269500 | 163.2448
DX-LN3-006 | Main choke, AC, 3p, 6A, 4.9mH, 550V50/60Hz | 269501 | 187.8414
DX-LN3-010 | Main choke, AC, 3p, 10A, 2.94mH, 550V50/60Hz | 269502 | 206.1679
DX-LN3-016 | Main choke, AC, 3p, 16A, 1.84mH, 550V50/60Hz | 269503 | 264.9376
DX-LN3-025 | Main choke, AC, 3p, 25A, 1.18mH, 550V50/60Hz | 269504 | 324.7759
DX-LN3-040 | Main choke, AC, 3p, 40A, 0.64mH, 550V50/60Hz | 269505 | 341.7516
DX-LN3-060 | Main choke, AC, 3p, 60A, 0.31mH, 550V50/60Hz | 269507 | 483.0006
DX-LN3-080 | Main choke, AC, 3p, 80A, 0.23mH, 550V50/60Hz | 269508 | 505.5811
DX-LN3-100 | Main choke, AC, 3p, 100A, 0.18mH, 550V50/60Hz | 269509 | 607.2538
DX-LN3-120 | Main choke, AC, 3p, 120A, 0.15mH, 550V50/60Hz | 269510 | 739.4886
DX-LN3-160 | Main choke, AC, 3p, 160A, 0.11mH, 550V50/60Hz | 269511 | 821.8289
DX-LN3-200 | Main choke, AC, 3p, 200A, 0.09mH, 550V50/60Hz | 269512 | 932.5863
DX-LN3-250 | Main choke, AC, 3p, 250A, 0.07mH, 550V50/60Hz | 269513 | 1101.464
DX-LN3-370 | Mains choke (3-phase, 550V, 370A) | 169144 | 2946.955
DX-LN3-450 | Mains choke (3-phase, 550V, 450A) | 169145 | 3485.7213
Motor Choke (inductance)
DX-LM3-005 | Motor choke, AC, 3p, 5A, 2mH, 750V50/60Hz | 269538 | 299.3729
DX-LM3-008 | Motor choke, AC, 3p, 8A, 4.1mH, 750V50/60Hz | 269539 | 307.901
DX-LM3-016 | Motor choke, AC, 3p, 16A, 1.5mH, 750V50/60Hz | 269542 | 350.2596
DX-LM3-005 | Motor choke, AC, 3p, 5A, 2mH, 750V50/60Hz | 269538 | 299.3729
DX-LM3-008 | Motor choke, AC, 3p, 8A, 4.1mH, 750V50/60Hz | 269539 | 307.901
DX-LM3-011 | Motor choke, AC, 3p, 11A, 3mH, 750V50/60Hz | 269541 | 324.7759
DX-LM3-016 | Motor choke, AC, 3p, 16A, 1.5mH, 750V50/60Hz | 269542 | 350.2596
DX-LM3-035 | Motor choke, AC, 3p, 35A, 1mH, 750V50/60Hz | 269543 | 624.1488
DX-LM3-050 | Motor choke, AC, 3p, 50A, 0.6mH, 750V50/60Hz | 269544 | 696.8745
DX-LM3-063 | Motor choke, AC, 3p, 63A, 0.5mH, 750V50/60Hz | 269545 | 906.546
DX-LM3-080 | Motor choke, AC, 3p, 80A, 0.5mH, 750V50/60Hz | 269546 | 1099.0236
DX-LM3-100 | Motor choke, AC, 3p, 100A, 0.45mH, 750V50/60Hz | 269547 | 1926.2364
DX-LM3-150 | Motor choke, AC, 3p, 150A, 0.35mH, 750V50/60Hz | 269548 | 2431.757
DX-LM3-180 | Motor choke, AC, 3p, 180A, 0.3mH, 750V50/60Hz | 269549 | 2694.4568
DX-LM3-220 | Motor choke, AC, 3p, 220A, 0.2mH, 750V50/60Hz | 269560 | 2781.9561
DX-LM3-260 | Motor choke, AC, 3p, 260A, 0.15mH, 750V50/60Hz | 269561 | 2883.649
DX-LM3-370 | Motor choke (3-phase, 750V, 370A) 0.12 mH | 169147 | 5755.7859
DX-LM3-450 | Motor choke (3-phase, 750V, 450A) 0.1 mH | 169148 | 7000.1723
Sine Filter (inductance/Capacitance)
DX-SIN3-004 | Sine filter, 3p, 400VAC, 4A, for FU | 271538 | 858.4012
DX-SIN3-016 | Sine filter, 3p, 400VAC, 16.5A, for FU | 271591 | 1254.0839
DX-SIN3-004 | Sine filter, 3p, 400VAC, 4A, for FU | 271538 | 858.4012
DX-SIN3-010 | Sine filter, 3p, 400VAC, 10A, for FU | 271590 | 1067.8554
DX-SIN3-016 | Sine filter, 3p, 400VAC, 16.5A, for FU | 271591 | 1254.0839
DX-SIN3-023 | Sine filter, 3p, 400VAC, 23.5A, for FU | 271593 | 1609.0612
DX-SIN3-032 | Sine filter, 3p, 400VAC, 32A, for FU | 271594 | 2129.8237
DX-SIN3-048 | Sine filter, 3p, 400VAC, 48A, for FU | 271597 | 2519.7403
DX-SIN3-061 | Sine filter, 3p, 400VAC, 61A, for FU | 271599 | 2889.2941
DX-SIN3-090 | Sine filter, 3p, 400VAC, 90A, for FU | 271601 | 4000.7379
DX-SIN3-090 | Sine filter, 3p, 400VAC, 90A, for FU | 271601 | 4000.7379
DX-SIN3-115 | Sine filter, 3p, 400VAC, 115A, for FU | 271602 | 5531.2109
DX-SIN3-150 | Sine filter, 3p, 400VAC, 150A, for FU | 271603 | 6965.6363
DX-SIN3-180 | Sine filter, 3p, 400VAC, 180A, for FU | 271604 | 7256.5616
DX-SIN3-250 | Sine filter, 3p, 400VAC, 250A, for FU | 271605 | 11818.9084
DX-SIN3-440 | Sine filter, 3p, 400VAC, 440A, for FU | 271606 | 16189.2001
DX-SIN3-480 | Sine filter (3-phase, 440V, 480A) | 169149 | 23245.622

## PL-TRANSFORMERS
Reference | Description | OrderNumber | UP
Conrol Transformer, 1-Phase, 230V±5% / 24V
STN0,06(230/24) | STN control transformer 0.06 KVA | 204935 | 77.0423
STN0,1(230/24) | STN control transformer 0.1 KVA | 204941 | 90.6793
STN0,16(230/24) | STN control transformer 0.16 KVA | 204947 | 106.6183
STN0,2(230/24) | STN control transformer 0.2 KVA | 204976 | 125.0786
STN0,25(230/24) | STN control transformer 0.25 KVA | 221508 | 171.2514
STN0,315(230/24) | STN control transformer 0.315 KVA | 221510 | 182.4328
STN0,4(230/24) | STN control transformer 0.4 KVA | 221513 | 199.5558
STN0,5(230/24) | STN control transformer 0.5 KVA | 221515 | 214.7713
STN0,63(230/24) | STN control transformer 0.63 KVA | 221517 | 239.6555
STN0,8(230/24) | STN control transformer 0.8 KVA | 221519 | 330.269
STN1,0(230/24) | STN control transformer 1 KVA | 221521 | 353.0046
Conrol Transformer, 1-Phase, 400V±5% / 230V
STN0,06(400/230) | STN control transformer 0.06 KVA | 204936 | 77.0423
STN0,1(400/230) | STN control transformer 0.1 KVA | 204942 | 90.6793
STN0,16(400/230) | STN control transformer 0.16 KVA | 204948 | 106.6183
STN0,2(400/230) | STN control transformer 0.2 KVA | 204977 | 125.0786
STN0,25(400/230) | STN control transformer 0.25 KVA | 204980 | 133.9799
STN0,315(400/230) | STN control transformer 0.315 KVA | 204982 | 149.3928
STN0,4(400/230) | STN control transformer 0.4 KVA | 204984 | 162.8324
STN0,5(400/230) | STN control transformer 0.5 KVA | 204986 | 183.8579
STN0,63(400/230) | STN control transformer 0.63 KVA | 204988 | 208.3475
STN0,8(400/230) | STN control transformer 0.8 KVA | 204990 | 283.3947
STN1,0(400/230) | STN control transformer 1 KVA | 204992 | 335.3555
STN1,3(400/230) | STN control transformer 1.3 KVA | 221523 | 428.1431
STN1,6(400/230) | STN control transformer 1.6 KVA | 221524 | 468.4968
STN2,0(400/230) | STN control transformer 2 KVA | 221525 | 560.0348
STN2,5(400/230) | STN control transformer 2.5 KVA | 221526 | 883.2441
STN3,0(400/230) | STN control transformer 3 KVA | 221527 | 1055.6082
STN4,0(400/230) | STN control transformer 4 KVA | 221528 | 1219.778
Conrol Transformer, 1-Phase, 400V±5% / 24V
STN0,06(400/24) | STN control transformer 0.06 KVA | 204937 | 77.0423
STN0,1(400/24) | STN control transformer 0.1 KVA | 204943 | 90.6793
STN0,16(400/24) | STN control transformer 0.16 KVA | 204949 | 106.6183
STN0,2(400/24) | STN control transformer 0.2 KVA | 204978 | 125.0786
STN0,25(400/24) | STN control transformer 0.25 KVA | 221509 | 171.2514
STN0,315(400/24) | STN control transformer 0.315 KVA | 221511 | 182.4328
STN0,4(400/24) | STN control transformer 0.4 KVA | 221514 | 199.5558
STN0,5(400/24) | STN control transformer 0.5 KVA | 221516 | 214.7713
STN0,63(400/24) | STN control transformer 0.63 KVA | 221518 | 239.6555
STN0,8(400/24) | STN control transformer 0.8 KVA | 221520 | 330.269
STN1,0(400/24) | STN control transformer 1 KVA | 221522 | 353.0046
Isolating transfromer 230/230
STI0,06(230/230) | STI isolating Transformer 0.06KVA | 29968 | 121.0007
STI0,1(230/230) | STI isolating Transformer 0.1KVA | 29976 | 137.2686
STI0,16(230/230) | STI isolating Transformer 0.16KVA | 35247 | 169.2563
STI0,2(230/230) | STI isolating Transformer 0.2KVA | 35248 | 186.6643
STI0,25(230/230) | STI isolating Transformer 0.25KVA | 36400 | 212.7324
STI0,315(230/230) | STI isolating Transformer 0.315KVA | 40641 | 230.6665
STI0,4(230/230) | STI isolating Transformer 0.4KVA | 40642 | 238.0989
STI0,5(230/230) | STI isolating Transformer 0.5KVA | 40643 | 271.0074
STI0,63(230/230) | STI isolating Transformer 0.63KVA | 40644 | 340.5296
STI0,8(230/230) | STI isolating Transformer 0.8KVA | 26641 | 375.2798
STI1,0(230/230) | STI isolating Transformer 1.0KVA | 26642 | 415.0945
STI1,3(230/230) | STI isolating Transformer 1.3KVA | 35256 | 526.9527
STI1,6(230/230) | STI isolating Transformer 1.6KVA | 35257 | 770.0924
STI2,0(230/230) | STI isolating Transformer 2.0KVA | 36398 | 896.6874
STI2,5(230/230) | STI isolating Transformer 2.5KVA | 36399 | 1007.0365
Isolating transfromer 400/230
STI0,06(400/230) | STI isolating Transformer 0.06KVA | 29975 | 121.0007
STI0,1(400/230) | STI isolating Transformer 0.1KVA | 46630 | 137.2686
STI0,16(400/230) | STI isolating Transformer 0.16KVA | 46633 | 169.2563
STI0,2(400/230) | STI isolating Transformer 0.2KVA | 46636 | 186.6643
STI0,25(400/230) | STI isolating Transformer 0.25KVA | 46638 | 212.7324
STI0,315(400/230) | STI isolating Transformer 0.315KVA | 46639 | 230.6665
STI0,4(400/230) | STI isolating Transformer 0.4KVA | 46640 | 238.0989
STI0,5(400/230) | STI isolating Transformer 0.5KVA | 46641 | 271.0074
STI0,63(400/230) | STI isolating Transformer 0.63KVA | 46883 | 340.5296
STI0,8(400/230) | STI isolating Transformer 0.8KVA | 46889 | 375.2798
STI1,0(400/230) | STI isolating Transformer 1.0KVA | 46895 | 415.0945
STI1,3(400/230) | STI isolating Transformer 1.3KVA | 46918 | 526.9527
STI1,6(400/230) | STI isolating Transformer 1.6KVA | 46952 | 710.8545
STI2,0(400/230) | STI isolating Transformer 2.0KVA | 35258 | 827.7115
STI2,5(400/230) | STI isolating Transformer 2.5KVA | 35259 | 1007.0365
STI3,0(400/230) | STI isolating Transformer 3.0KVA | 35260 | 1453.9908
STI4,0(400/230) | STI isolating Transformer 4.0KVA | 35261 | 1809.4546
Isolating transfromer 230/24V
STI0,06(230/24) | STI isolating Transformer 0.06KVA | 29977 | 121.0007
STI0,1(230/24) | STI isolating Transformer 0.1KVA | 46629 | 137.2686
STI0,16(230/24) | STI isolating Transformer 0.16KVA | 46632 | 169.2563
STI0,2(230/24) | STI isolating Transformer 0.2KVA | 46635 | 186.6643
STI0,25(230/24) | STI isolating Transformer 0.25KVA | 35262 | 212.7324
STI0,315(230/24) | STI isolating Transformer 0.315KVA | 36392 | 230.6665
STI0,4(230/24) | STI isolating Transformer 0.4KVA | 36393 | 238.0989
STI0,5(230/24) | STI isolating Transformer 0.5KVA | 36394 | 271.0074
STI0,63(230/24) | STI isolating Transformer 0.63KVA | 36395 | 340.5296
STI0,8(230/24) | STI isolating Transformer 0.8KVA | 36396 | 375.2798
STI1,0(230/24) | STI isolating Transformer 1.0KVA | 36397 | 415.0945
Isolating transfromer 400/24V
STI0,06(400/24) | STI isolating Transformer 0.06KVA | 29971 | 121.0007
STI0,1(400/24) | STI isolating Transformer 0.1KVA | 46631 | 137.2686
STI0,16(400/24) | STI isolating Transformer 0.16KVA | 46634 | 169.2563
STI0,2(400/24) | STI isolating Transformer 0.2KVA | 46637 | 186.6643
STI0,25(400/24) | STI isolating Transformer 0.25KVA | 35249 | 212.7324
STI0,315(400/24) | STI isolating Transformer 0.315KVA | 35250 | 230.6665
STI0,4(400/24) | STI isolating Transformer 0.4KVA | 35251 | 238.0989
STI0,5(400/24) | STI isolating Transformer 0.5KVA | 35252 | 271.0074
STI0,63(400/24) | STI isolating Transformer 0.63KVA | 35253 | 340.5296
STI0,8(400/24) | STI isolating Transformer 0.8KVA | 35254 | 375.2798
STI1,0(400/24) | STI isolating Transformer 1.0KVA | 35255 | 415.0945

## PL-FUSES
Reference | Description | OrderNumber | UP
NH Fuses, gg Typ
125NHG00B | Fuse-link, LV, 125 A, AC 440 V, NH00, gL/gG, IEC, dual indicator, live gripping lugs | 125NHG00B | 10.0093
100NHG1B | Fuse-link, LV, 100 A, AC 440 V, NH1, gL/gG, IEC, dual indicator, live gripping lugs | 100NHG1B | 17.4122
125NHG1B | Fuse-link, LV, 125 A, AC 440 V, NH1, gL/gG, IEC, dual indicator, live gripping lugs | 125NHG1B | 17.4122
160NHG1B | Fuse-link, LV, 160 A, AC 440 V, NH1, gL/gG, IEC, dual indicator, live gripping lugs | 160NHG1B | 17.4122
200NHG1B | Fuse-link, LV, 200 A, AC 440 V, NH1, gL/gG, IEC, dual indicator, live gripping lugs | 200NHG1B | 17.4122
250NHG1B | Fuse-link, LV, 250 A, AC 440 V, NH1, gL/gG, IEC, dual indicator, live gripping lugs | 250NHG1B | 17.4122
355NHG1B | Fuse-link, LV, 355 A, AC 440 V, NH1, gL/gG, IEC, dual indicator, live gripping lugs | 355NHG1B | 18.5309
315NHG2B | Fuse-link, LV, 315 A, AC 500 V, NH2, gL/gG, IEC, dual indicator, live gripping lugs | 315NHG2B | 25.1119
400NHG2B | Fuse-link, LV, 400 A, AC 500 V, NH2, gL/gG, IEC, dual indicator, live gripping lugs | 400NHG2B | 27.9136
450NHG2B | Fuse-link, LV, 450 A, AC 500 V, NH2, gL/gG, IEC, dual indicator, live gripping lugs | 450NHG2B | 27.9136
500NHG2B | Fuse-link, LV, 500 A, AC 440 V, NH2, gL/gG, IEC, dual indicator, live gripping lugs | 500NHG2B | 37.7475
630NHG3B | Fuse-link, LV, 630 A, AC 500 V, NH3, gL/gG, IEC, dual indicator, live gripping lugs | 630NHG3B | 41.0134
800NHG3B | Fuse-link, LV, 800 A, AC 440 V, NH3, gL/gG, IEC, dual indicator, live gripping lugs | 800NHG3B | 98.3202
Fuse Switches
XNH00-A160-BT | NH fuse-switch 3p box terminal 1,5 - 95 mm²; mounting plate; NH000 & NH00 | 183026 | 118.616
XNH1-A250 | NH fuse-switch 3p flange connection M10 max. 150 mm²; mounting plate; NH1 | 183043 | 395.3868
XNH2-A400 | NH fuse-switch 3p flange connection M10 max. 240 mm²; mounting plate; NH2 | 183057 | 508.3545
XNH3-A630 | NH fuse-switch 3p flange connection M10 max. 300 mm²; mounting plate; NH3 | 183071 | 745.5866
Fuse Switch
SD00-S | Fuse-base, LV, 160 A, AC 690 V, NH00, 1P, IEC, screw mount | SD00-S | 13.4505
SD1-S | Fuse-base, LV, 250 A, AC 690 V, NH1, 1P, IEC, screw mount | SD1-S | 52.0868
SD2-S | Fuse-base, LV, 400 A, AC 690 V, NH2, 1P, IEC, DIN rail mount | SD2-S | 63.6295
SD3-S | Fuse-base, LV, 630 A, AC 690 V, NH3, 1P, IEC, screw mount | SD3-S | 79.4309
SD4-S | Fuse-base, LV, 1250 A, AC 690 V, NH4, 1P, IEC, screw mount | SD4-S | 187.4392
SemiConductor Fast Acting Fuses
170M1359 | Fuse-link, high speed, 16 A, AC 690 V, DIN 000, 21 x 40 x 100 mm, gR, DIN, IEC, single indicator | 170M1359 | 66.977
170M1361 | Fuse-link, high speed, 25 A, AC 690 V, DIN 000, 21 x 40 x 100 mm, gR, DIN, IEC, single indicator | 170M1361 | 68.9797
170M1362 | Fuse-link, high speed, 32 A, AC 690 V, DIN 000, 21 x 40 x 100 mm, gR, DIN, IEC, single indicator | 170M1362 | 69.1655
170M1364 | Fuse-link, high speed, 50 A, AC 690 V, DIN 000, 21 x 40 x 100 mm, gR, DIN, IEC, single indicator | 170M1364 | 70.1152
170M1365 | Fuse-link, high speed, 63 A, AC 690 V, DIN 000, 21 x 40 x 100 mm, gR, DIN, IEC, single indicator | 170M1365 | 71.2301
170M1366 | Fuse-link, high speed, 80 A, AC 690 V, DIN 000, 21 x 40 x 100 mm, aR, DIN, IEC, single indicator | 170M1366 | 76.6647
170M3013 | Fuse-link, high speed, 125 A, AC 690 V,DIN 1, 45 x 45 x 104 mm, aR, DIN, IEC, single indicator | 170M3013 | 158.5851
170M4008 | Fuse-link, high speed, 200 A, AC 690 V, DIN 1, 53 x 53 x 108 mm, aR, DIN, IEC, single indicator | 170M4008 | 235.3072
170M5008 | Fuse-link, high speed, 400 A, AC 690 V, DIN 2, 61 x 61 x 108 mm, aR, DIN, IEC, single indicator | 170M5008 | 338.0025
170M5008 | Fuse-link, high speed, 400 A, AC 690 V, DIN 2, 61 x 61 x 108 mm, aR, DIN, IEC, single indicator | 170M5008 | 338.0025
170M6008 | Fuse-link, high speed, 500 A, AC 690 V, DIN 3, 76 x 76 x 109 mm, aR, DIN, IEC, single indicator | 170M6008 | 404.5046
170M5813D | Fuse-link, high speed, 700 A, AC 690 V, DIN 2, aR, DIN, IEC, dual indicator, live gripping lugs | 170M5813D | 340.3562
170M6813D | Fuse-link, high speed, 900 A, AC 690 V, DIN 3, aR, DIN, IEC, dual indicator, live gripping lugs | 170M6813D | 482.1765
170M8554D | Fuse-link, high speed, 1250 A, AC 690 V, DIN 3, aR, DIN, IEC, dual indicator, live gripping lugs | 170M8554D | 585.6976
170M6018 | Fuse-link, high speed, 1500 A, AC 690 V, DIN 3, 76 x 76 x 109 mm, aR, DIN, IEC, single indicator | 170M6018 | 617.2866
170M6020 | Fuse-link, high speed, 1800 A, AC 600 V, DIN 3, 76 x 76 x 109 mm, aR, DIN, IEC, single indicator | 170M6020 | 714.4487
Fuse Holders/ Bases
170H1007 | Fuse-base, high speed, 400 A, AC 1000 V, DIN 00, DIN 000, DIN, IEC, fixed centre fuse base (80mm) | 170H1007 | 67.1798
170H3004 | Fuse-base, high speed, 1250 A, AC 1000 V, compact DIN 1, DIN 1, DIN 2, DIN 3 | 170H3004 | 460.1264
Fuse Holders/ Bases
C10G0-5 | CYLINDRICAL FUSE 10 x 38 0.5A GG 500V AC | C10G0-5 | 1.7939
C10G1 | CYLINDRICAL FUSE 10 x 38 1A GG 500V AC | C10G1 | 1.7939
C10G2 | CYLINDRICAL FUSE 10 x 38 2A GG 500V AC | C10G2 | 1.4762
C10G4 | CYLINDRICAL FUSE 10 x 38 4A GG 500V AC | C10G4 | 1.4762
C10G6 | CYLINDRICAL FUSE 10 x 38 6A GG 500V AC | C10G6 | 1.4762
C10G8 | CYLINDRICAL FUSE 10 x 38 8A GG 500V AC | C10G8 | 1.4762
C10G10 | CYLINDRICAL FUSE 10 x 38 10A GG 500V AC | C10G10 | 1.4762
C10G12 | CYLINDRICAL FUSE 10 x 38 12A GG 500V AC | C10G12 | 1.4762
C10G16 | CYLINDRICAL FUSE 10 x 38 16A GG 500V AC | C10G16 | 1.4762
C10G20 | CYLINDRICAL FUSE 10 x 38 20A GG 500V AC | C10G20 | 1.4762
C10G25 | CYLINDRICAL FUSE 10 x 38 25A GG 500V AC | C10G25 | 1.4762
C10G32 | CYLINDRICAL FUSE 10 x 38 32A GG 400V AC | C10G32 | 1.4762
C22G40 | CYLINDRICAL FUSE 22 x 58 40A GG 690V AC | C22G40 | 5.4003
C22G50 | CYLINDRICAL FUSE 22 x 58 50A GG 690V AC | C22G50 | 5.5498
C22G63 | CYLINDRICAL FUSE 22 x 58 63A GG 690V AC | C22G63 | 5.5498
C22G80 | CYLINDRICAL FUSE 22 x 58 80A GG 500V AC | C22G80 | 5.7366
C22G100 | CYLINDRICAL FUSE 22 x 58 100A GG 500V AC | C22G100 | 6.0356
C22G125 | CYLINDRICAL FUSE 22 x 58 125A GG 400V AC | C22G125 | 6.2598

## Power Factor Corrector
Reference | Description | OrderNumber | UP
400V xCap Capacitor Cell
XCAP06X3400S-1 | 6.3kVAR/50Hz 7.5kvar/60Hz 400V capacitor | XCAP06X3400S-1 | 143.0042
XCAP07X5400S-1 | 7.5kVAR/50Hz 9kvar/60Hz 400V capacitor | XCAP07X5400S-1 | 147.7716
XCAP08X3400S-1 | 8.3kVAR/50Hz 10kvar/60Hz 400V capacitor | XCAP08X3400S-1 | 152.5577
XCAP0010400S-1 | 10kVAR/50Hz 12kvar/60Hz 400V capacitor | XCAP0010400S-1 | 157.3251
XCAP12X5400S-1 | 12.5kVAR/50Hz 15kvar/60Hz 400V capacitor | XCAP12X5400S-1 | 171.6087
XCAP0015400S-1 | 15 kVAR/50Hz 18kvar/60Hz 400V capacitor | XCAP0015400S-1 | 190.6598
XCAP16X7400S-1 | 16.7kVAR/50Hz 20kvar/60Hz 400Vcapacitor | XCAP16X7400S-1 | 200.2507
XCAP0020400S-1 | 20kVAR/50Hz 24kvar/60Hz 400V capacitor | XCAP0020400S-1 | 209.7482
XCAP0025400S-1 | 25kVAR/50Hz only, 400V capacitor | XCAP0025400S-1 | 224.0504
XCAP0030400S-1 | 30kVAR/50Hz only, 400V capacitor | XCAP0030400S-1 | 271.7247
415V xCap Capacitor Cell
XCAP06X3415S-1 | 6.3 kVAR/50Hz 7.5kvar/60Hz 415Vcapacitor | XCAP06X3415S-1 | 147.2943
XCAP07X5415S-1 | 7.5kVAR/50Hz 9kvar/60Hz 415V capacitor | XCAP07X5415S-1 | 152.2047
XCAP0010415S-1 | 10kVAR/50Hz 12kvar/60Hz 415V capacitor | XCAP0010415S-1 | 162.0449
XCAP12X5415S-1 | 12.5kVAR/50Hz 15kvar/60Hz 415V capacitor | XCAP12X5415S-1 | 176.757
XCAP0015415S-1 | 15kVAR/50Hz 18kvar/60Hz 415V capacitor | XCAP0015415S-1 | 196.3795
XCAP0020415S-1 | 20kVAR/50Hz 24kvar/60Hz 415V capacitor | XCAP0020415S-1 | 216.0406
XCAP0025415S-1 | 25kVAR/50Hz only, 415V capacitor | XCAP0025415S-1 | 230.772
XCAP0030415S-1 | 30kVAR/50Hz only, 415V capacitor | XCAP0030415S-1 | 279.8765
440V xCap Capacitor Cell
XCAP06X3440S-1 | 6.3 kVAR/50Hz 7.5kvar/60Hz 440Vcapacitor | XCAP06X3440S-1 | 151.7131
XCAP07X5440S-1 | 7.5kVAR/50Hz 9kvar/60Hz 440V capacitor | XCAP07X5440S-1 | 156.7709
XCAP08X3440S-1 | 8.3kVAR/50Hz 10kvar/60Hz 440V capacitor | XCAP08X3440S-1 | 160.33
XCAP0010440S-1 | 10kVAR/50Hz 12kvar/60Hz 440V capacitor | XCAP0010440S-1 | 166.9062
XCAP12X5440S-1 | 12.5kVAR/50Hz 15kvar/60Hz 440V capacitor | XCAP12X5440S-1 | 182.0597
XCAP0015440S-1 | 15kVAR/50Hz 18kvar/60Hz 440V capacitor | XCAP0015440S-1 | 202.2709
XCAP16X7440S-1 | 16.7kVAR/50Hz 20kvar/60Hz 440V capacitor | XCAP16X7440S-1 | 209.7482
XCAP20X8440S-1 | 20.8kVAR/50Hz 25kvar/60Hz 440V capacitor | XCAP20X8440S-1 | 222.5218
XCAP0025440S-1 | 25kVAR/50Hz 30kvar/60Hz 440V capacitor | XCAP0025440S-1 | 237.6951
XCAP0028440S-1 | 28kVAR/50Hz only, 440V capacitor | XCAP0028440S-1 | 257.4411
XCAP0030440S-1 | 30kVAR/50Hz only, 440V capacitor | XCAP0030440S-1 | 288.2728
480V xCap Capacitor Cell
XCAP06X3480S-1 | 6.3 kVAR/50Hz 7.6kvar/60Hz 480Vcapacitor | XCAP06X3480S-1 | 156.2645
XCAP07X5480S-1 | 7.5kVAR/50Hz 9kvar/60Hz 480V capacitor | XCAP07X5480S-1 | 161.474
XCAP08X3480S-1 | 8.3kVAR/50Hz 10kvar/60Hz 480V capacitor | XCAP08X3480S-1 | 165.1399
XCAP10X4480S-1 | 10.4kVAR/50Hz12.5kvar/60Hz 480Vcapacitor | XCAP10X4480S-1 | 171.9134
XCAP12X5480S-1 | 12.5kVAR/50Hz 15kvar/60Hz 480V capacitor | XCAP12X5480S-1 | 187.5215
XCAP0015480S-1 | 15kVAR/50Hz 18kvar/60Hz 480V capacitor | XCAP0015480S-1 | 208.3391
XCAP16X7480S-1 | 16.7kVAR/50Hz 20kvar/60Hz 480V capacitor | XCAP16X7480S-1 | 216.0406
XCAP20X8480S-1 | 20.8kVAR/50Hz 25kvar/60Hz 480V capacitor | XCAP20X8480S-1 | 229.1975
XCAP0025480S-1 | 25kVAR/50Hz 30kvar/60Hz 480V capacitor | XCAP0025480S-1 | 244.826
XCAP0030480S-1 | 30kVAR/50Hz only, 480V capacitor | XCAP0030480S-1 | 294.0382
525V xCap Capacitor Cell
XCAP06X3525S-1 | 6.3 kVAR/50Hz 7.6kvar/60Hz 525Vcapacitor | XCAP06X3525S-1 | 162.0926
XCAP08X3525S-1 | 8.3kVAR/50Hz 10kvar/60Hz 525V capacitor | XCAP08X3525S-1 | 170.0941
XCAP10X4525S-1 | 10.4kVAR/50Hz12.5kvar/60Hz 525Vcapacitor | XCAP10X4525S-1 | 177.0708
XCAP12X5525S-1 | 12.5kVAR/50Hz 15kvar/60Hz 525V capacitor | XCAP12X5525S-1 | 193.1471
XCAP16X7525S-1 | 16.7kVAR/50Hz 20kvar/60Hz 525V capacitor | XCAP16X7525S-1 | 222.5218
XCAP20X8525S-1 | 20.8kVAR/50Hz 25kvar/60Hz 525V capacitor | XCAP20X8525S-1 | 236.0734
XCAP0025525S-1 | 25kVAR/50Hz 30kvar/60Hz 525V capacitor | XCAP0025525S-1 | 252.1708
5.67% Detuned Reactor
XR0124005005-1 | 12.5 KVAR 3Phase reactor,5.67%,400V,50Hz | XR0124005005-1 | 566.0527
XR0254005005-1 | 25 KVAR 3-Phase reactor ,5.67%,400V,50Hz | XR0254005005-1 | 842.0588
XR0504005005-1 | 50 KVAR 3-Phase reactor ,5.67%,400V,50Hz | XR0504005005-1 | 1000.2565
XR0124155005-1 | 12.5 KVAR 3Phase reactor,5.67%,415V,50Hz | XR0124155005-1 | 566.0527
XR0254155005-1 | 25 KVAR 3-Phase reactor ,5.67%,415V,50Hz | XR0254155005-1 | 842.0588
XR0504155005-1 | 50 KVAR 3-Phase reactor ,5.67%,415V,50Hz | XR0504155005-1 | 1000.2565
XR0124405005-1 | 12.5 KVAR 3Phase reactor,5.67%,440V,50Hz | XR0124405005-1 | 566.0527
XR0254405005-1 | 25 KVAR 3-Phase reactor ,5.67%,440V,50Hz | XR0254405005-1 | 842.0588
XR0504405005-1 | 50 KVAR 3-Phase reactor ,5.67%,440V,50Hz | XR0504405005-1 | 1000.2565
7% Detuned Reactor
XR0124005007-1 | 12.5 KVAR 3-Phase reactor ,7%,400V,50Hz | XR0124005007-1 | 594.3553
XR0254005007-1 | 25 KVAR 3-Phase reactor ,7%,400V,50Hz | XR0254005007-1 | 884.1617
XR0504005007-1 | 50 KVAR 3-Phase reactor ,7%,400V,50Hz | XR0504005007-1 | 1050.2693
XR0124155007-1 | 12.5 KVAR 3-Phase reactor ,7%,415V,50Hz | XR0124155007-1 | 594.3553
XR0254155007-1 | 25 KVAR 3-Phase reactor ,7%,415V,50Hz | XR0254155007-1 | 884.1617
XR0504155007-1 | 50 KVAR 3-Phase reactor ,7%,415V,50Hz | XR0504155007-1 | 1050.2693
XR0124405007-1 | 12.5 KVAR 3-Phase reactor ,7%,440V,50Hz | XR0124405007-1 | 594.3553
XR0254405007-1 | 25 KVAR 3-Phase reactor ,7%,440V,50Hz | XR0254405007-1 | 884.1617
XR0504405007-1 | 50 KVAR 3-Phase reactor ,7%,440V,50Hz | XR0504405007-1 | 1050.2693
14% Detuned Reactor
XR0124005014-1 | 12.5 KVAR 3-Phase reactor ,14%,400V,50Hz | XR0124005014-1 | 846.3962
XR0254005014-1 | 25 KVAR 3-Phase reactor ,14%,400V,50Hz | XR0254005014-1 | 1397.0061
XR0504005014-1 | 50 KVAR 3-Phase reactor ,14%,400V,50Hz | XR0504005014-1 | 1840.1713
XR0124155014-1 | 12.5 KVAR 3-Phase reactor ,14%,415V,50Hz | XR0124155014-1 | 846.3962
XR0254155014-1 | 25 KVAR 3-Phase reactor ,14%,415V,50Hz | XR0254155014-1 | 1397.0061
XR0504155014-1 | 50 KVAR 3-Phase reactor ,14%,415V,50Hz | XR0504155014-1 | 1840.1713
XR0124405014-1 | 12.5 KVAR 3-Phase reactor ,14%,440V,50Hz | XR0124405014-1 | 846.3962
XR0254405014-1 | 25 KVAR 3-Phase reactor ,14%,440V,50Hz | XR0254405014-1 | 1397.0061
XR0504405014-1 | 50 KVAR 3-Phase reactor ,14%,440V,50Hz | XR0504405014-1 | 1840.1713
Power Factor Controller
XPFC012230N-1 | Power factor controller 12 steps | XPFC012230N-1 | 903.2314
XPFC012230M-1 | Power factor controller 12 steps RS485 | XPFC012230M-1 | 1185.4819
Contactors for capacitor switching
DILK12-11(110V50HZ,120V60HZ) | Contactor for 3-phase/three-phase capacitors, 12.5kVAR | 293985 | 137.581
DILK12-11(230V50HZ,240V60HZ) | Contactor for 3-phase/three-phase capacitors, 12.5kVAR | 293988 | 137.581
DILK12-11(380V50/60HZ) | Contactor for 3-phase/three-phase capacitors, 12.5kVAR | 293996 | 137.581
DILK12-11(400V50HZ,440V60HZ) | Contactor for 3-phase/three-phase capacitors, 12.5kVAR | 293990 | 137.581
DILK20-11(110V50HZ,120V60HZ) | Contactor for 3ph three-phase capacitors, 20kVAR | 294007 | 162.7517
DILK20-11(230V50HZ,240V60HZ) | Contactor for 3ph three-phase capacitors, 20kVAR | 294010 | 162.7517
DILK20-11(380V50/60HZ) | Contactor for 3ph three-phase capacitors, 20kVAR | 294018 | 162.7517
DILK20-11(400V50HZ,440V60HZ) | Contactor for 3ph three-phase capacitors, 20kVAR | 294012 | 162.7517
DILK25-11(110V50HZ,120V60HZ) | Contactor for 3ph three-phase capacitors, 25kVAR | 294029 | 207.3189
DILK25-11(230V50HZ,240V60HZ) | Contactor for 3ph three-phase capacitors, 25kVAR | 294032 | 207.3189
DILK25-11(380V50/60HZ) | Contactor for 3ph three-phase capacitors, 25kVAR | 294040 | 207.3189
DILK25-11(400V50HZ,440V60HZ) | Contactor for 3ph three-phase capacitors, 25kVAR | 294034 | 207.3189
DILK33-10(110V50HZ,120V60HZ) | Contactor for 3ph three-phase capacitors, 33.3kVAR | 294051 | 291.4802
DILK33-10(230V50HZ,240V60HZ) | Contactor for 3ph three-phase capacitors, 33.3kVAR | 294054 | 291.4802
DILK33-10(400V50HZ,440V60HZ) | Contactor for 3ph three-phase capacitors, 33.3kVAR | 294056 | 291.4802
DILK50-10(110V50HZ,120V60HZ) | Contactor for 3ph three-phase capacitors, 50kVAR | 294073 | 263.3055
DILK50-10(230V50HZ,240V60HZ) | Contactor for 3ph three-phase capacitors, 50kVAR | 294076 | 263.3055
DILK50-10(400V50HZ,440V60HZ) | Contactor for 3ph three-phase capacitors, 50kVAR | 294078 | 263.3055