## Sheet1
HERMES PPL 2026 H1
REFERENCE | DESCRIPTION | PPL 2026 (EURO)
14979 | TERMINAL BLOCK 125A 14 HOLES | 7.1
15125 | 15125 iCMV 10A 415V 4-posi selector swit | 92.86
15126 | CMA AMPMETER CHANGE-OVER SWITCH 4 OUTPUT | 92.86
15201 | DIGITAL VOLTMETER 0-600V | 125.81
15209 | AMMETER WITH CT 50/6000A | 125.81
15331 | TIME SWITCH 7D WITH POWER RESERVE ACTI9 | 115.07
15335 | TIME SWITCH 24H WITHOUT POWER RESERVE A9 | 58.46
15336 | TIME SWITCH 24H WITH POWER RESERVE ACTI9 | 71.76
15363 | MECHANICAL TIMER 1 TO 7MN MIN ACTI9 | 42.63
15440 | CH HOURS COUNTER DIN 220/240V 50 HZ | 51.63
16003 | AMMETER 72X72 3IN WITHOUT DIAL | 51.88
16004 | AMMETER 72X72 1,3IN WITHOUT DIAL | 51.88
16005 | VOLTMETER 72X72 0-500V | 53.17
16006 | AMMETER DIAL 3IN FOR TC30/5A | 5.71
16007 | AMMETER DIAL 3IN FOR TC75/5A | 5.71
16008 | AMMETER DIAL 3IN FOR TC200/5A | 5.71
16009 | AMMETER DIAL 1,5IN FOR TC50/5A | 5.71
16010 | AMMETER DIAL 1,5IN FOR TC100/5A | 5.71
16011 | AMMETER DIAL 1,5IN FOR TC200/5A | 5.71
16012 | AMMETER DIAL 1,5IN FOR TC400/5A | 5.71
16013 | AMMETER DIAL 1,5IN FOR TC600/5A | 5.71
16017 | SELECTOR SWITCH CMA 4 POSITIONS | 78.36
16018 | 16018 CMV 500V 7 posi selector switch | 78.36
16029 | MODULAR ANALOG AMMETER AMP 0 TO 30 A | 55.34
16060 | MODULAR ANALOG VOLTMETER VLT | 55.34
16061 | MODULAR ANALOG VOLTMETER VLT | 55.34
16332 | PRD1 25R 3P N 350V WITH REPORT SPD | 1213.62
16763 | Acti9 RCCB-ID 4P 125A 30mA B | 3193.69
16795 | RCCB 2P 40A 300MA CL.AC TYPE I DOMAE | 54.98
16906 | Acti9 RCCB-ID 4P 125A 100mA AC | 543.32
16907 | Acti9 RCCB-ID 4P 125A 300mA AC | 512.59
16908 | RCCB 4P 125A 500MA | 507.94
16940 | AUXILIARY CONTACT 1 NC AND 1 OC | 54.14
18611 | MINIATURE CIRCUIT BREAKER MULTI 9 NG125N | 81.94
18612 | Acti9 NG125N MCB 1P C 20A | 77.74
18613 | Acti9 NG125N MCB 1P C 25A | 86.34
18614 | NG125N 1P 32A C | 85.87
18615 | Acti9 NG125N MCB 1P C 40A | 100.55
18617 | Acti9 NG125N MCB 1P C 63A | 145.41
18621 | Acti9 NG125N MCB 2P C 10A | 137
18622 | Acti9 NG125N MCB 2P C 16A | 130.53
18623 | Acti9 NG125N MCB 2P C 20A | 137
18625 | NG125N 2P 32A C | 147.38
18626 | NG125N 2P 40A C | 206.26
18627 | MINIATURE CIRCUIT BREAKER MULTI 9 NG125N | 186.63
18634 | NG125N 3P 20A C | 167.35
18650 | NG125N 4P 16A C | 219.91
18651 | MINIATURE CIRCUIT BREAKER MULTI 9 NG125N | 254.42
18652 | NG125N 4P 25A C | 242.26
18653 | NG125N 4P 32A C MCB | 262.09
18654 | NG125N 4P 40A C MCB | 280.45
18655 | NG125N 4P 50A C | 350.61
18656 | NG125N 4P 63A C MCB | 403.69
18658 | NG125N 4P 80A C | 435.54
18660 | NG125N 4P 100A C | 467.45
18710 | Acti9 NG125H MCB 1P C 40A | 135.12
18788 | NG125L 2P 10A C MCB | 221.86
18799 | Acti9 NG125L MCB 3P C 10A | 333.61
18802 | NG125L 3P 25A C | 310.39
19004 | VIGI NG125 4P 63A 30MA AC | 338.69
19005 | VIGI NG125 4P 63A 300MA AC | 232.32
19042 | VIGI NG125 4P 125A 300MA A | 605.64
19071 | OF/OF NG125 Aux | 63.29
19072 | OF/SD NG125 Aux | 60.37
28900 | NON-AUTOMATIC MOLDED CASE SWITCH 690V | 88.9
28901 | INS40 4P 40A - SWITCH DISCONNECTOR | 97.27
28902 | INS63 3P 63 A | 103.58
28903 | NON-AUTOMATIC SWITCH, INTERPACT IN63 4P | 111.63
28904 | INS80 3P 80 A - SWITCH DISCONNECTOR | 104.55
28905 | INS80 4P 80A - SWITCH DISCONNECTOR | 113.14
28908 | INS100 3P 100A | 111.09
28909 | INS100 4P 100A | 127.47
28910 | INS125 3P 125A | 125.85
28911 | NON-AUTOMATIC SWITCH INTERPACT INS125 12 | 138.17
28912 | INS160 3P 160A | 139.44
28913 | INS160 4P 160 A | 144.5
28943 | EXTENDED LATERALE ROT. HANDEL INS40 A 1 | 41.44
28948 | 4 SNAP-IN TERMINAL BLOCS 95MM2 | 36.71
28950 | 4 TERM.BLOCS 4 CABLES 25MM2 INS100/160 | 143.57
28953 | MECHANICAL INTERLOCK INS40/160 | 180.43
28957 | 2 TERMINAL SHIELDS 3/4P | 19.85
28958 | 2 TERMINAL SHIELDS 3/4P | 21.34
29352 | ELECTRICAL INTERLOCKING IVE 48 TO 415V | 870.53
29370 | REMOVABLE TOGGLE PADLOCK.DEVICE NS80/63 | 14.18
29450 | 1 AUX.SWITCH C/O CONTACT OF/SDE/SDVNS80 | 56.16
31052 | FRONT ROTARY HANDLE INS 320 TO 630 BLACK | 134.85
31102 | NON-AUTOMATIC SWITCH INTERPACT INS250-20 | 197.92
31103 | INS250 4P 200 A - SWITCH DISCONNECTOR | 219.82
31106 | INS250 3P 250 A - SWITCH DISCONNECTOR | 237.39
31107 | INS250 4P 250 A - SWITCH DISCONNECTOR | 306.39
31108 | INS320 3P 320 A - SWITCH DISCONNECTOR | 392.89
31109 | INS320 4P 320 A - SWITCH DISCONNECTOR | 365.82
31111 | CIRCUIT BREAKER INS400 4P. | 456.28
31113 | INS500 4P 500 A - SWITCH DISCONNECTOR | 549.94
31114 | NON-AUTOMATIC MOLDED CASE SWITCH 690V | 597.3
31115 | INS630 4P 630 A - SWITCH DISCONNECTOR | 643.11
31141 | MANUAL SOURCECHANGEOVER INS250 4P 100 A | 760.61
31145 | MANUAL SOURCECHANGEOVER INS250 4P 160 A | 877.77
31147 | MANUAL SOURCECHANGEOVER INS250 4P 250 A | 909.23
31149 | MANUAL SOURCECHANGEOVER INS320 4P 320 A | 1453.35
31151 | MANUAL SOURCECHANGEOVER INS400 4P 400 A | 1288.96
31155 | MANUAL SOURCECHANGEOVER INS630 4P 630 A | 1929.91
31288 | INS630B TO 2500 FRONT STD ROTARY HANDLE | 189.35
31298 | BLACK SPARE ROTARY HANDLE | 61.6
31302 | ADDITIONAL CABLE LUG ADAPTERS 4P INS/INV | 563.58
31330 | INS800 3P 800 A - SWITCH DISCONNECTOR | 1180.67
31331 | INS800 4P 800 A - SWITCH DISCONNECTOR | 1290.02
31332 | INS1000 3P 1000 A - SWITCH DISCONNECTOR | 1519.33
31333 | INS1000 4P 1000 A - SWITCH DISCONNECTOR | 1634.7
31334 | INS1250 3P 1250 A - SWITCH DISCONNECTOR | 1694.83
31335 | INS1250 4P 1250 A - SWITCH DISCONNECTOR | 1891.02
31337 | INS1600 4P 1600 A - SWITCH DISCONNECTOR | 2106.7
31339 | INS2000 4P 2000 A - SWITCH DISCONNECTOR | 3432.14
31341 | INS2500 4P 2500 A - SWITCH DISCONNECTOR | 3639.78
32631 | FIXED TOGGLE PADLOCK. DEVICE | 50.76
33098 | 3-WIRE AUXILIARY TERMINAL BLOCK FOR CHAS | 17.78
33108 | OF CONTACT C4 FIX MANUAL | 59.4
33171 | 1 LOW-LEVEL CARRIAGE SWICH CONNECTED/DI | 53.32
33177 | GEAR MOTOR 200/240 VCA | 1664.34
33195 | ADDITIONAL TOGGLE EXTENSION FOR NS630B/1 | 112.14
33200 | CABLE-TYPE INTERLOCKING PLATE FOR FIXED | 614.2
33201 | CABLE-TYPE INTERLOCKING PLATE FOR D/O BR | 614.2
33209 | 1 SET OF 2 INTERLOCK CABLES | 249.21
33280 | NS800 N 3P FIXED BASIC BREAKER ELEC.OP | 2058.51
33284 | NS800 N 4P FIXED BASIC BREAKER ELEC. OP. | 2054.37
33290 | NS1000 N 3P FIXED BASIC BREAKER ELEC.OP | 2096.18
33294 | NS1000 N 4P FIXED BASIC BREAKER ELEC. OP | 2705.42
33300 | NS1250 N 3P FIXED BASIC BREAKER ELEC. OP | 2258.96
33304 | NS1250 N 4P FIXED BASIC BREAKER ELEC. OP | 3516.05
33310 | NS1600 N 3P FIXED BASIC BREAKER ELEC. OP | 3073.09
33314 | NS1600 N 4P FIXED BASIC BREAKER ELEC. OP | 7588.59
33504 | MICROLOGIC 2.0. | 470.17
33505 | MICROLOGIC 2.0 A FOR FIXED COMPACT NS | 786
33535 | TRIP UNIT MICROLOGIC 2.0 E FOR COMPACT N | 1163.05
33539 | TRIP UNIT MICROLOGIC 6.0 E FOR COMPACT N | 2564.29
33542 | STANDARD IEC RATING PLUG 0.4 TO 1 | 35.24
33543 | LOW-SETTING IEC RATING PLUG 0.4 TO 0.8 | 54.21
33545 | LT OFF RATING PLUG | 48.68
33579 | EXTERNAL SENSOR FOR SOURCE GROUND RETURN | 1316.59
33585 | SPARE PARTS 4P REAR CONNECTION KIT FOR | 395.36
33596 | 3P ARC CHUTE INSULATING SCREEN | 54.86
33597 | 4P ARC CHUTE INSULATING SCREEN | 91.34
33598 | TOP 3P FRONT CONNECTION FOR 630/1000A FI | 73.3
33599 | BOTTOM 3P FRONT CONNECTION FOR 630/1000A | 73.3
33600 | TOP 3P FRONT CONNECTION FOR 1250A FIXED | 109.85
33601 | BOTTOM 3P FRONT CONNECTION FOR 1000/1250 | 109.85
33602 | TOP 3P FRONT CONNECTION FOR 1600A FIX | 146.45
33603 | BOTTOM 3P FRONT CONNECTION FOR 1600A FIX | 146.45
33604 | TOP 3P VERTICAL REAR CONNECTION FOR 630/ | 301.02
33606 | TOP 3P HORIZ. REAR CONNECTION FOR 630/16 | 301.02
33607 | BOTTOM 3P HORIZ. REAR CONNECTION FOR 63 | 301.02
33608 | TOP 4P FRONT CONNECTION FOR 630/1000A FI | 97.77
33609 | BOTTOM 4P FRONT CONNECTION FOR 630/1000A | 97.77
33610 | TOP 4P FRONT CONNECTION FOR 1250A FIXED | 147.19
33611 | BOTTOM 4P FRONT CONNECTION FOR 1250A FIX | 147.19
33612 | TOP 4P FRONT CONNECTOR FOR 1600AFIXED BR | 196.17
33613 | BOTTOM 4P FRONT CONNECTOR FOR 1600AFIXED | 196.17
33615 | BOTTOM 4P VERT. REAR CONNECTION FOR 630/ | 972.43
33616 | TOP 4P HORIZ. REAR CONNECTION FOR 630/16 | 396.73
33617 | BOTTOM 4P HORIZ. REAR CONNECTION FOR 63 | 396.73
33628 | TERMINAL SHIELD 3P | 50.51
33629 | TERMINAL SHIELD 4P | 67.98
33640 | CIRCUIT BREAKER LUG KIT | 265.95
33641 | 4 CONNECTORS FOR 4X150MM2 BARE CABLES AN | 369.03
33643 | KIT 4P VERTICAL CONNECTION ADAPTERS | 858.97
33645 | 4P CABLE LUG ADAPTER KIT | 653.22
33646 | 3 INTERPHASE BARRIERS FOR FRONT CONNECTI | 47.65
33659 | COIL MX 024/030 VCA/VCC FOR FIXE BREAKER | 214.99
33662 | COIL MX 200/250 VCA/VCC FOR FIXE BREAKER | 206.17
33668 | COIL MN 024/030 VCA/VCC FOR FIXE BREAKER | 214.99
33671 | undervoltage trip MN 200 to 250 V DC and | 206.17
33688 | motormechanism MCH 220 to 240 V AC | 1695.77
33722 | CHASSIS WITHOUT CONNECTIONS 630/1250A 3P | 2009.49
33723 | CHASSIS WITHOUT CONNECTIONS 1600A 3P | 2546.06
33725 | CHASSIS WITHOUT CONNECTIONS 630/1250A 4P | 2022.48
33726 | BASE PLATE COVER_ LOUVRE LSC-743 REV_G1 | 2449.22
33727 | TOP FRONT CONNECTION FOR 630/1600A 3P CH | 254.89
33728 | BOTTOM FRONT CONNECTION FOR 630/1600A 3P | 254.89
33729 | TOP VERTICAL REAR CONNECTION FOR 630/160 | 280.74
33731 | TOP HORIZ.REAR CONNECTION FOR 630/1600A | 280.74
33732 | BOTTOM HORIZ. REAR CONNECTION FOR 630/16 | 280.74
33733 | TOP FRONT CONNECTION FOR 630/1600A 4P CH | 339.85
33734 | BOTTOM FRONT CONNECTION FOR 630/1600A 4P | 339.85
33735 | TOP VERTICAL REAR CONNECTION FOR 630/160 | 366.32
33736 | BOTTOM VERTICAL REAR CONNECTION FOR 630/ | 366.32
33737 | TOP HORIZ. REAR CONNECTION FOR 630/1600A | 376.73
33738 | BOTTOM HORIZ. REAR CONNECTION FOR 630/16 | 376.73
33751 | CONNECTED POSITION CONTACT | 78.5
33752 | TEST POSITION CONTACT | 78.5
33753 | DISCONNECTED POSITION CONTACT | 78.5
33770 | RONIS DISCONNECTED POSITION LOCKING KIT | 61.26
33813 | voltage release MX 200 to 250 V DC and | 307.27
33822 | instantaneous undervoltage release MN | 307.27
33828 | motormechanism MCH 220 to 240 V AC | 1563.98
33857 | ESCUTCHEON FOR MANUAL OR ELEC. | 143.31
33868 | LOCKING KIT FOR ROTARY HANDLE W/O RONIS | 15.04
33870 | OFF POSITION LOCKING FOR ROTARY HANDLE W | 100.28
33872 | ON POSITION LOCKING FOR ROTARY HANDLE WI | 100.28
33878 | STANDARD EXTENDED ROTARY HANDLE | 333.88
33895 | OPERATION COUNTER MECHANICAL 5 DIGIT DIS | 249.93
33897 | PUSHBUTTON PADLOCKING DEVICE. | 101.49
33911 | CABLE INTERLOCKING FOR 2 FIXED B REAKER | 1141.31
41940 | RONIS LOCK 1351 NS100/630- C1251/IN1000 | 70.25
41950 | 2 RONIS LOCKS 1351-1 KEY NS100/630 C801 | 116.86
87648 | 50x BUSHING DIA 22MM | 102.17
88101 | MCC MOUNTING PLATE 100MM | 97.96
88106 | VERTICAL PARTITION 100MM | 78.83
A9A15096 | Acti9 ISW OF 3A VAC AUXILIARY CONTACT | 42.75
A9A15220 | SAFETY TRANSFORMER 40VA 230VCA 12..24VCA | 92.94
A9A15222 | SAFETY TRANSFORMER 63VA 230VCA 12..24VCA | 98.33
A9A15306 | TOMA CORRIENTE FRAN. 2P+T 250V 16A | 18.46
A9A15310 | MODULAR SOCKET 16A UE 250V 2P T | 15.58
A9A15320 | A9 ISO BELL 230V | 28.75
A9A15322 | A9 BUZZER 230VCA 70DBA 50/60HZ | 20.24
A9A26476 | ACTI9 IMX 100-415VAC 110-130VDC SHUNT RE | 56.58
A9A26897 | Acti9 A9A iOF+SD 24 VDC Ti24 term on top | 30.07
A9A26946 | iMX+OF 100-415VCA | 73.56
A9A26960 | ACTI9 IMN 220-240VAC UNDERVOLTAGE RELEAS | 123.84
A9A26969 | ACTI9 IMNX 220-240VAC UNDERVOLTAGE RELEA | 122.94
A9A26970 | ACTI9 10X PADLOCKING DEVICE IC60 IID | 63.75
A9A27003 | ACTI9 PLATINE DEBROCHABLE 18MM IC60 IID | 95.73
A9A27062 | ACTI9 5X SPACER 9MM IC60 IID ICT | 15.09
A9C15405 | IATLS 24...240VAC-VDC INDICATION AUXILIA | 32.22
A9C15914 | ACTI9 IACTS 1NO-1NC 2A INDICATION AUXILI | 52.03
a9c15915 | IACTS 1 O-C INDICATION AUXILIARY | 32.79
A9C20132 | ICT 25A 2NO 24VAC 50HZ CONTACTOR | 31.17
A9C20137 | ICT 25A 4NC 24VAC 50HZ CONTACTOR | 49.85
A9C20167 | iCT63A 4NC 24Vac 50HZ contactor | 109.59
A9C20731 | ICT 25A 1NO 230...240VAC 50HZ CONTACTOR | 24.36
A9C20732 | ICT25A 2NO | 30.45
A9C20833 | ICT 25A 3NO 220...240VAC 50HZ CONTACTOR | 41.13
A9C20834 | ICT25A 4NO | 48.04
A9C20837 | ICT25A 4NC 220/240VAC 50HZ CONTACTOR | 55.91
A9C20838 | ICT25A 2NO 2NC 220..240VAC 50HZ CONTACT | 51.19
A9C20842 | ICT 40A 2NO 220..240VAC 50HZ CONTACTOR | 60.8
A9C20843 | ICT 40A 3NO 220..240VAC 50HZ CONTACTOR | 68.82
A9C20844 | ICT 40A 4NO 220..240VAC 50HZ CONTACTOR | 85.11
A9C20847 | ICT 40A 4NC 220..240VAC 50HZ CONTACTOR | 91.75
A9C20862 | ICT 63A 2NO 220..240VAC 50HZ CONTACTOR | 67.25
A9C20863 | ICT 63A 3NO 220..240VAC 50HZ CONTACTOR | 75.69
A9C20864 | ICT63A 4NO | 89.16
A9C20867 | ICT63A 4NC 220/240VAC 50HZ CONTACTOR | 100.91
A9C20868 | ICT 63A 2NO 2NC 220..240VAC 50HZ CONTAC | 88.49
A9C20869 | ICT 63A 3NO 1NC 220..240VAC 50HZ CONTAC | 75.69
A9C20882 | ICT 100A 2NO 220..240VAC 50HZ CONTACTOR | 163.09
A9C20884 | ICT 100A 4NO 220..240VAC 50HZ CONTACTOR | 287.23
A9C21132 | iCT25A 2NO 24Vac 50HZ manually operated | 49.85
A9C21142 | iCT40A 2NO 24Vac 50HZ manually operated | 99.67
A9C21144 | iCT40A 4NO 24Vac 50HZ manually operated | 139.48
A9C21532 | iCT25A 2NO 220Vac 50HZ manually operate | 50.11
A9C21732 | ICT 25A 2NO 230..240VAC 50HZ MANUALLY O | 45.9
A9C21833 | ICT 25A 3NO 220..240VAC 50HZ MANUALLY O | 59.48
A9C21834 | ICT 25A 4NO 220..240VAC 50HZ MANUALLY O | 68.1
A9C21842 | ICT 40A 2NO 220..240VAC 50HZ MANUALLY O | 99.09
A9C21843 | ICT 40A 3NO 220..240VAC 50HZ MANUALLY O | 112.86
A9C21844 | ICT 40A 4NO 220..240VAC 50HZ MANUALLY O | 138.71
A9C21862 | ICT 63A 2NO 220..240VAC 50HZ MANUALLY O | 108.97
A9C21864 | ICT 63A 4NO 220..240VAC 50HZ MANUALLY O | 152.55
A9C22511 | iCT16A 1NO 220Vac 50HZ contactor | 23.65
A9C22512 | iCT16A 2NO 220Vac 50HZ contactor | 29.88
A9C22711 | ICT16A 1NO 230..240Vac 50HZ contactor | 22.01
A9C22712 | CONTACTOR MODULAR iCT 16A 2NA 230 VCA | 28.88
A9C22715 | ICT16A 1NO 1NC 230..240VAC 50HZ CONTACT | 31.11
A9C22814 | ICT 16A 4NO 220..240VAC 50HZ CONTACTOR | 39.56
A9C23712 | ICT 16A 2NO 230..240VAC 50HZ MANUALLY O | 48.14
A9C30111 | Acti9 ITL 16A 1P 24VAC/12VDC IMPULSE REL | 26.75
A9C30115 | ACTI9 ITLI 16A 1NO 1NF 24VAC 50-60HZ 12V | 43.53
A9C30211 | Acti9 ITL 16A 1P 48VAC/24VDC IMPULSE REL | 20.85
A9C30212 | ACTI9 ITL16A 2NO 48VAC 50-60HZ 24VDC | 29.16
A9C30811 | ITL 16A 1NO 230/240VAC 110VDC 50-60HZ | 20.23
A9C30812 | Acti9 ITL16A 2NO 230/240VAC 50-60HZ 110V | 27.68
A9C30814 | ACTI9 ITL16A 4NO 230/240VAC 50-60HZ 110V | 63.04
A9C30815 | ACTI9 ITLI 16A 1NO 1NF 230...240VAC 50-6 | 39.83
A9C30831 | Acti9 ITL 32A 1P 230VAC/110VDC | 31.47
A9C32816 | ACTI9 IETL16A 1O-F ET 1NO 230/240VAC 50- | 35.13
A9C70114 | RCA REMOTE CONTROL AUXILIARY FOR IC60 3- | 493.13
A9D11810 | IC60H RCBO 1PPNS 10A C 30MA A 230V | 53.1
A9D11816 | IC60H RCBO 1PPNS 16A C 30MA A 230V | 52.54
A9D11820 | IC60H RCBO 1PPNS 20A C 30MA A 230V | 57.8
A9D34610 | IDPNA VIGI 10A C 30MA AC-TYPE RESIDUAL C | 91.17
A9D34616 | IDPNA VIGI 16A C 30MA AC-TYPE RESIDUAL C | 92.14
a9d34620 | IDPNA VIGI 20A C 30MA AC-TYPE RESIDUAL C | 98.35
A9D34625 | IDPNA VIGI 25A C 30MA AC-TYPE RESIDUAL C | 101.18
A9E16065 | RELAY TIME DELAYED START ON MAINTAINED C | 78.55
A9E16067 | RELAY TIME DELAYED DURATION AT END OF IM | 92.28
A9E16069 | RELAY TIME DELAYED BLINKING IRTL 1 OF 12 | 106.06
A9E18031 | ACTI9 IPB 1NC SINGLE PUSH BUTTON RED | 10.6
A9E18032 | ACTI9 IPB 1NO SINGLE PUSH BUTTON GREY | 10.6
A9E18034 | ACTI9 IPB 1NO-1NC DOUBLE PUSH BUTTON GRE | 27.74
A9E18036 | ACTI9 IPB 1NO SINGLE PUSH BUTTON GREY - | 18.51
A9E18037 | ACTI9 IPB 1NC SINGLE PUSH BUTTON GREY - | 18.87
A9E18038 | ACTI9 IPB 1NO SINGLE PUSH BUTTON GREY - | 20.93
A9E18070 | ACTI9 ISSW 1 CHANGEOVER SWITCH | 14.36
A9E18072 | ACTI9 ISSW | 15.18
A9E18073 | ACTI9 ISSW | 17.3
A9E18074 | ACTI9 ISSW 2 CHANGEOVER SWITCHES 20A 230 | 36.69
A9E18320 | Acti9 IIL SINGLE INDICATOR LIGHT RED | 9.09
A9E18321 | ACTI9 IIL SINGLE INDICATOR LIGHT | 9.09
A9E18322 | ACTI9 IIL SINGLE INDICATOR LIGHT | 9.09
A9E18323 | ACTI9 IIL SINGLE INDICATOR LIGHT | 9.29
A9E18324 | Acti9 IIL SINGLE INDICATOR LIGHT YELLOW | 9.09
A9E18325 | ACTI9 IIL DOUBLE INDICATOR LIGHT | 13.63
A9E18327 | ACTI9 IIL THREE-PHASE VOLTAGE INDICATOR | 53.74
A9F73106 | Acti9 iC60N 1P B 6A MCB | 11.38
A9F73110 | Acti9 iC60N 1P B 10A MCB | 9.81
A9F73116 | Acti9 iC60N 1P B 16A MCB | 9.34
A9F73120 | Acti9 iC60N 1P B 20A MCB | 9.81
A9F73210 | Acti9 iC60N 2P B 10A MCB | 28.22
A9F73225 | Acti9 iC60N 2P B 25A MCB | 26.65
A9F73410 | Acti9 iC60N 4P B 10A MCB | 70.28
A9F73416 | Acti9 iC60N 4P B 16A MCB | 57.47
A9F73420 | Acti9 iC60N 4P B 20A MCB | 57.47
A9F73432 | Acti9 iC60N 4P B 32A MCB | 59.2
A9F73440 | Acti9 iC60N 4P B 40A MCB | 74.37
A9F74101 | Acti9 iC60N 1P C 1A 230V MCB | 13.75
A9F74102 | Acti9 iC60N 1P C 2A 230V MCB | 13.48
A9F74103 | Acti9 iC60N 1P C 3A 230V MCB | 13.24
A9F74104 | Acti9 iC60N 1P C 4A 230V MCB | 12.23
A9F74106 | Acti9 iC60N 1P C 6A MCB | 9.76
A9F74110 | Acti9 iC60N 1P C 10A MCB | 9.46
A9F74116 | Acti9 iC60N 1P C 16A MCB | 9.46
A9F74120 | Acti9 iC60N 1P C 20A MCB | 9.46
A9F74125 | Acti9 iC60N 1P C 25A MCB | 10.09
A9F74132 | Acti9 iC60N 1P C 32A MCB | 10.38
A9F74140 | Acti9 iC60N 1P C 40A MCB | 11.04
A9F74150 | Acti9 iC60N 1P C 50A 230V MCB | 13.79
A9F74163 | Acti9 iC60N 1P C 63A 230V MCB | 13.24
A9F74201 | Acti9 iC60N 2P C 1A 440V MCB | 34.59
A9F74202 | iC60N 2P 2A C | 36.65
A9F74203 | Acti9 iC60N 2P C 3A 440V MCB | 33.29
A9F74204 | iC60N 2P 4A C | 32.17
A9F74206 | COIL MX1 2 XF COIL 100 130VDC AC | 27.2
A9F74210 | Acti9 iC60N 2P C 10A MCB | 26.43
A9F74216 | Acti9 iC60N 2P C 16A MCB | 26.43
A9F74220 | Acti9 iC60N 2P C 20A MCB | 26.43
A9F74225 | Acti9 iC60N 2P C 25A 440V MCB | 26.43
A9F74232 | Acti9 iC60N 2P C 32A MCB | 27.2
A9F74240 | Acti9 iC60N 2P C 40A MCB | 31.68
A9F74250 | Acti9 iC60N 2P C 50A 440V MCB | 34.59
A9F74263 | Acti9 iC60N 2P C 63A 440V MCB | 36.91
A9F74303 | Acti9 iC60N 3P C 3A MCB | 57.04
A9F74304 | Acti9 iC60N 3P C 4A 440V MCB | 52.68
A9F74306 | Acti9 iC60N 3P C 6A MCB | 45.21
A9F74310 | Acti9 iC60N 3P C 10A MCB | 45.33
A9F74316 | Acti9 iC60N 3P C 16A MCB | 45.22
A9F74320 | Acti9 iC60N 3P C 20A MCB | 45.22
A9F74325 | Acti9 iC60N 3P C 25A MCB | 45.22
A9F74332 | Acti9 iC60N 3P C 32A MCB | 48.04
A9F74340 | Acti9 iC60N 3P C B92240A MCB | 54.26
A9F74350 | Acti9 iC60N 3P C 50A 440V MCB | 59.23
A9F74363 | Acti9 iC60N 3P C 63A 440V MCB | 63.3
A9F74401 | iC60N 4P 1A C | 61.17
A9F74402 | Acti9 iC60N 4P C 2A MCB | 72.39
A9F74403 | INT. TERMOMAGNETICO IC60N 4X3A - CURVA C | 64.15
A9F74404 | Acti9 iC60N 4P C 4A MCB | 65.83
A9F74410 | Acti9 iC60N 4P C 10A MCB | 56.51
A9F74416 | Acti9 iC60N 4P C 16A MCB | 56.51
A9F74420 | Acti9 iC60N 4P C 20A MCB | 56.51
A9F74425 | Acti9 iC60N 4P C 25A MCB | 56.51
A9F74432 | Acti9 iC60N 4P C 32A MCB | 58.22
A9F74440 | Acti9 iC60N 4P C 40A MCB | 67.8
A9F74450 | Acti9 iC60N 4P C 50A MCB | 76.26
A9F74463 | Acti9 iC60N 4P C 63A MCB | 79.11
A9F75210 | Acti9 iC60N 2P D 10A MCB | 28.1
A9F75216 | Acti9 iC60N 2P D 16A MCB | 28.1
A9F75220 | Acti9 iC60N 2P D 20A MCB | 28.1
A9F75232 | Acti9 iC60N 2P D 32A MCB | 28.92
A9F75240 | Acti9 iC60N 2P D 40A MCB | 33.68
A9F75316 | Acti9 iC60N 3P D 16A 440V MCB | 48.06
A9F75320 | iC60N 3P 20A D | 48.06
A9F75332 | Acti9 iC60N 3P D 32A 440V MCB | 49.53
A9F75340 | Acti9 iC60N 3P D 40A 440V MCB | 57.68
A9F75350 | Acti9 iC60N 3P D 50A MCB | 75.21
A9F75420 | Acti9 iC60N 4P D 20A MCB | 60.07
A9F75432 | Acti9 iC60N 4P D 32A MCB | 61.86
A9F75440 | Acti9 iC60N 4P D 40A MCB | 84.08
A9F75450 | Acti9 iC60N 4P D 50A MCB | 81.06
A9F75463 | Acti9 iC60N 4P D 63A MCB | 84.08
A9F84102 | Acti9 iC60H 1P C 2A MCB | 16.83
A9F84106 | Acti9 iC60H 1P C 6A MCB | 13.13
A9F84110 | Acti9 iC60H 1P C 10A MCB | 12.77
A9F84116 | Acti9 iC60H 1P C 16A MCB | 12.77
A9F84120 | Acti9 iC60H 1P C 20A MCB | 13.64
A9F84125 | Acti9 iC60H 1P C 25A MCB | 13.64
A9F84132 | Acti9 iC60H 1P C 32A MCB | 14.36
A9F84140 | Acti9 iC60H 1P C 40A MCB | 16.34
A9F84150 | Acti9 iC60H 1P C 50A 230V MCB | 18.33
A9F84163 | Acti9 iC60H 1P C 63A 230V MCB | 19.76
A9F84203 | iC60H 2P 3A C | 43.27
A9F84206 | Acti9 iC60H 2P C 6A MCB | 34.3
A9F84210 | Acti9 iC60H 2P C 10A MCB | 33.3
A9F84216 | Acti9 iC60H 2P C 16A MCB | 33.29
A9F84220 | Acti9 iC60H 2P C 20A MCB | 33.58
A9F84225 | Acti9 iC60H 2P C 25A MCB | 33.29
A9F84232 | Acti9 iC60H 2P C 32A MCB | 34.3
A9F84240 | Acti9 iC60H 2P C 40A MCB | 39.96
A9F84250 | Acti9 iC60H 2P C 50A 440V MCB | 45.31
A9F84263 | Acti9 iC60H 2P C 63A 440V MCB | 46.61
A9F84306 | Acti9 iC60H 3P C 6A MCB | 58.77
A9F84310 | Acti9 iC60H 3P C 10A MCB | 57.04
A9F84316 | Acti9 iC60H 3P C 16A MCB | 57.04
A9F84320 | Acti9 iC60H 3P C 20A MCB | 58.77
A9F84325 | Acti9 iC60H 3P C 25A MCB | 57.04
A9F84332 | Acti9 iC60H 3P C 32A MCB | 58.77
A9F84340 | Acti9 iC60H 3P C 40A MCB | 68.44
A9F84350 | Acti9 iC60H 3P C 50A 440V MCB | 77.01
A9F84363 | Acti9 iC60H 3P C 63A 440V MCB | 79.85
A9F84402 | Acti9 iC60H 4P C 2A MCB | 101.64
A9F84406 | Acti9 iC60H 4P C 6A MCB | 79.33
A9F84410 | Acti9 iC60H 4P C 10A MCB | 77.01
A9F84416 | Acti9 iC60H 4P C 16A MCB | 79.31
A9F84420 | Acti9 iC60H 4P C 20A MCB | 79.31
A9F84425 | Acti9 iC60H 4P C 25A MCB | 77.01
A9F84432 | Acti9 iC60H 4P C 32A MCB | 81.7
A9F84440 | Acti9 iC60H 4P C 40A MCB | 95.19
A9F84450 | Acti9 iC60H 4P C 50A MCB | 107.06
A9F84463 | Acti9 iC60H 4P C 63A MCB | 111.04
A9F94216 | Acti9 iC60L 2P C 16A MCB | 55.07
A9K24106 | ACTI9IK60N 1P 6A C MINIATURE CIRCUIT BR | 5.08
A9K24110 | ACTI9 IK60N 1P 10A C MINIATURE CIRCUIT B | 5.08
A9K24116 | ACTI9IK60N 1P 16A C MINIATURE CIRCUIT B | 5.08
A9K24120 | ACTI9IK60N 1P 20A C MINIATURE CIRCUIT B | 5.08
A9K24125 | ACTI9IK60N 1P 25A C MINIATURE CIRCUIT B | 5.08
A9K24132 | ACTI9IK60N 1P 32A C MINIATURE CIRCUIT B | 5.08
A9K24140 | ACTI9IK60N 1P 40A C MINIATURE CIRCUIT B | 5.5
A9K24150 | ACTI9IK60N 1P 50A C MINIATURE CIRCUIT B | 8.91
A9K24163 | ACTI9IK60N 1P 63A C MINIATURE CIRCUIT B | 9.07
A9K24206 | Acti9 IK60N 2P 6A C MCB | 15.63
A9K24210 | Acti9 IK60N 2P 10A C MCB | 15.63
A9K24216 | Acti9 IK60N 2P 16A C MCB | 15.63
A9K24220 | Acti9 IK60N 2P 20A C MCB | 15.63
A9K24225 | Acti9 IK60N 2P 25A C MCB | 15.63
A9K24232 | Acti9 IK60N 2P 32A C MCB | 15.63
A9K24240 | ACTI9IK60N 2P 40A C MINIATURE CIRCUIT B | 16.25
A9K24250 | Acti9 IK60N 2P 50A C MCB | 20.4
A9K24263 | ACTI9IK60N 2P 63A C MINIATURE CIRCUIT B | 21.8
A9K24306 | ACTI9IK60N 3P 6A C MINIATURE CIRCUIT BR | 22.33
A9K24310 | ACTI9IK60N 3P 10A C MINIATURE CIRCUIT B | 22.33
A9K24316 | ACTI9IK60N 3P 16A C MINIATURE CIRCUIT B | 22.33
A9K24320 | ACTI9IK60N 3P 20A C MINIATURE CIRCUIT B | 22.33
A9K24325 | ACTI9IK60N 3P 25A C MINIATURE CIRCUIT B | 22.33
A9K24332 | ACTI9IK60N 3P 32A C MINIATURE CIRCUIT B | 22.33
A9K24340 | ACTI9IK60N 3P 40A C MINIATURE CIRCUIT B | 23.69
A9K24350 | ACTI9IK60N 3P 50A C MINIATURE CIRCUIT B | 26.35
A9K24363 | ACTI9IK60N 3P 63A C MINIATURE CIRCUIT B | 26.78
A9K24406 | Acti9I K60N 4P 6A C MCB | 39.39
A9K24410 | Acti9 IK60N 4P 10A C MCB | 40.28
A9K24416 | Acti9 IK60N 4P 16A C MCB | 40.28
A9K24420 | Acti9 IK60N 4P 20A C MCB | 40.28
A9K24425 | Acti9 IK60N 4P 25A C MCB | 40.28
A9K24432 | Acti9 IK60N 4P 32A C MCB | 40.28
A9K24440 | Acti9 IK60N 4P 40A C MCB | 41.75
A9K24450 | Acti9 IK60N 4P 50A C MCB | 43.98
A9K24463 | Acti9 IK60N 4P 63A C MCB | 47.06
A9L15586 | IPF 65 65 KA 340V 3P N | 293.79
A9L15686 | IPF 40 40 KA 340V 1P SURGE ARRESTER | 60.04
A9L15687 | IPF 40 40 KA 340V 1P N | 109.63
A9L15688 | IPF 40 40 KA 340V 3P N | 223.64
A9L15692 | IPF 20 20 KA 340V 1P N | 87.75
A9L15693 | IPF 20 20 KA 340V 3P N | 193.23
A9L40100 | IPRD 40 40 KA 350V 1P SURGE ARRESTER | 73.16
A9L40200 | iPRD 40 40 KA 350V 2P | 163.2
A9L40400 | iPRD 40 40 KA 350V 4P | 268.98
A9L40401 | IPRD 40R 40 KA 350V | 311.02
A9L40421 | IPRD 40R 40 KA 460V | 220.6
A9L40500 | iPRD 40 40 KA 350V 1PN | 113.74
A9L40501 | IPRD 40R 40 KA 350V 1PN WITH REMOTE TRAN | 142.3
A9L40600 | iPRD 40 40 KA 350V 3PN | 296.32
A9L40601 | IPRD 40R 40 KA 350V | 354.04
A9L65401 | IPRD 65R 65 KA 350V 4P WITH REMOTE TRANS | 380.64
A9L65501 | IPRD 65R 65 KA 350V 1PN WITH REMOTE TRAN | 162.19
A9MEM3100 | iEM3100 63A Cl 1 Energy meter LCD displa | 261.55
A9MEM3115 | TRIPHASE KWH METER 63A MULTI-TARIFF MID | 288.38
A9MEM3150 | iEM3150 63A Cl 1 Energy meter RS-485 | 285.92
A9MEM3155 | iEM3155 63A Cl 1 MID Energy meter RS-485 | 302.94
A9MEM3200 | iEM3200 CT operated Cl 0.5S Energy meter | 235.34
A9MEM3210 | iEM3210 CT op Cl 0.5S MID Energy meter | 246
A9MEM3215 | TRIPHASE KWH METER CT MULTI-TARIFF MID | 259.67
A9MEM3235 | iEM3235 CT op Cl 0.5S MID Energy meter M | 410.97
A9MEM3250 | iEM3250 CT op Cl 0.5S Energy meter RS485 | 257.27
A9MEM3255 | iEM3255 CT op Cl 0.5S MID Energy meter R | 302.32
A9N15635 | ACTI9 STI 1P 20A FUSE 8.5 X 31.5 MM FUSE | 6.37
A9N15636 | ACTI9 STI 1P 25A FUSE 10.3 X 38 MM FUSE | 6.68
A9N15646 | Seccionador fusible STI 1P+N.(10.3x38) | 12.06
A9N15651 | ACTI9 STI 2P 25A FUSE 10.3 X 38 MM FUSE | 15.08
A9N15656 | ACTI9 STI 3P 25A FUSE 10.3 X 38 MM FUSE | 19.79
A9N15658 | ACTI9 STI 3P-N 25A FUSE 10.3 X 38 MM FUS | 32.65
A9N18346 | Acti9 C120N MCB 2P B 100A 10000A 415V | 139.09
A9N18357 | C120N 1P 80A C 10000A 240/415V MINIATURE | 56.19
A9N18358 | C120N 1P 100A C 10000A 240/415V MINIATUR | 61.16
A9N18359 | C120N 1P 125A C 10000A 240/415V MINIATUR | 68.4
A9N18361 | C120N 2P 80A C 10000A 415V MINIATURE CIR | 116.39
A9N18362 | C120N 2P 100A C 10000A 415V MINIATURE CI | 124.3
A9N18363 | C120N 2P 125A C 10000A 415V MINIATURE CI | 136.28
A9N18364 | C120N 3P 63A C 10000A 415V MINIATURE CIR | 127.47
A9N18365 | C120N 3P 80A C 10000A 415V MINIATURE CIR | 136.82
A9N18367 | C120N 3P 100A C 10000A 415V MINIATURE CI | 143.77
A9N18369 | C120N 3P 125A C 10000A 415V MINIATURE CI | 161.93
A9N18371 | C120N 4P 63A C 10000A 415V MINIATURE CIR | 229.35
A9N18372 | C120N 4P 80A C 10000A 415V MINIATURE CIR | 237.87
A9N18374 | C120N 4P 100A C 10000A 415V MINIATURE CI | 262.92
A9N18376 | C120N 4P 125A C 10000A 415V MINIATURE CI | 281.23
A9N18387 | C120N 3P 80A D 10000A 415V MINIATURE CIR | 220.72
A9N18388 | C120N 3P 100A D 10000A 415V MINIATURE CI | 236.83
A9N18392 | C120N 4P 100A D 10000A 415V MINIATURE CI | 322.39
A9N18470 | Acti9 C120H MCB 3P C 125A 15000A 415V | 282.7
A9N18478 | Acti9 C120H MCB 4P C 63A 15000A 415V | 321.87
A9N18479 | C120H 4P 80A C 15000A 415V MINIATURE CIR | 345.52
A9N18480 | C120H 4P 100A C 15000A 415V MINIATURE CI | 370.82
A9N18481 | C120H 4P 125A C 15000A 415V MINIATURE CI | 406.52
A9N18569 | Acti9 Vigi C120 4P 125A 30mA AC | 551.44
A9N18570 | VIGI C120 125A 4P 300 MA AC ADAPTABLE RE | 477.53
A9N26923 | AUXILIARY CONTACT 1 OCS | 41.92
A9N26946 | MX+OF 220 a 415 V CA | 85.87
A9N61502 | CIRCUIT BREAKER C60H-DC 250VDC 2A 1P C | 42.57
A9N61506 | CIRCUIT BREAKER C60H-DC 250VDC 6A 1P C | 36.3
A9N61508 | CIRCUIT BREAKER C60H-DC 250VDC 10A 1P C | 38.12
A9N61511 | CIRCUIT BREAKER C60H-DC 250VDC 16A 1P C | 39.92
A9N61512 | CIRCUIT BREAKER C60H-DC 250VDC 20A 1P C | 42.08
A9N61515 | CIRCUIT BREAKER C60H-DC 250VDC 32A 1P C | 43.53
A9N61517 | CIRCUIT BREAKER C60H-DC 250VDC 40A 1P C | 47.85
A9N61518 | CIRCUIT BREAKER C60H-DC 250VDC 50A 1P C | 58.56
A9N61519 | CIRCUIT BREAKER C60H-DC 250VDC 63A 1P C | 63.84
A9N61521 | CIRCUIT BREAKER C60H-DC 500VDC 1A 2P C | 112.42
A9N61522 | CIRCUIT BREAKER C60H-DC 500VDC 2A 2P C | 102.42
A9N61523 | CIRCUIT BREAKER C60H-DC 500VDC 3A 2P C | 89.65
A9N61524 | CIRCUIT BREAKER C60H-DC 500VDC 4A 2P C | 89.42
A9N61526 | CIRCUIT BREAKER C60H-DC 500VDC 6A 2P C | 85.38
A9N61528 | CIRCUIT BREAKER C60H-DC 500VDC 10A 2P C | 89.65
A9N61531 | CIRCUIT BREAKER C60H-DC 500VDC 16A 2P C | 93.89
A9N61532 | CIRCUIT BREAKER C60H-DC 500VDC 20A 2P C | 99
A9N61533 | CIRCUIT BREAKER C60H-DC 500VDC 25A 2P C | 100.97
A9N61535 | CIRCUIT BREAKER C60H-DC 500VDC 32A 2P C | 104.48
A9N61537 | CIRCUIT BREAKER C60H-DC 500VDC 40A 2P C | 109.01
A9N61538 | CIRCUIT BREAKER C60H-DC 500VDC 50A 2P C | 129.81
A9N61539 | CIRCUIT BREAKER C60H-DC 500VDC 63A 2P C | 141.9
A9P52606 | ACTI 9 iC40 1PN C 6A MCB | 20.15
A9P52610 | ACTI 9 iC40 1PN C 10A MCB | 18.2
A9P52616 | ACTI 9 iC40 1PN C 16A MCB | 18.2
A9P52620 | ACTI 9 iC40 1PN C 20A MCB | 18.2
A9P52625 | ACTI 9 iC40 1PN C 25A MCB | 19.47
A9P52632 | ACTI 9 iC40 1PN C 32A MCB | 22.46
A9P52640 | ACTI 9 iC40 1PN C 40A MCB | 27.68
A9P54606 | ACTI 9 IC40N 1PN C 6A 6000A/10KA MINIATU | 22.52
A9P54610 | ACTI 9 IC40N 1PN C 10A 6000A/10KA MINIAT | 20.58
A9P54616 | ACTI 9 IC40N 1PN C 16A 6000A/10KA MINIAT | 20.58
A9P54620 | ACTI 9 IC40N 1PN C 20A 6000A/10KA MINIAT | 20.58
A9P54625 | ACTI 9 IC40N 1PN C 25A 6000A/10KA MINIAT | 21.42
A9P54632 | ACTI 9 IC40N 1PN C 32A 6000A/10KA MINIAT | 25.13
A9P54640 | ACTI 9 IC40N 1PN C 40A 6000A/10KA MINIAT | 30.59
A9P54706 | ACTI 9 iC40N 3PN C 6A MCB | 50
A9P54710 | ACTI 9 iC40N 3PN C 10A MCB | 51.26
A9P54716 | ACTI 9 iC40N 3PN C 16A MCB | 51.26
A9P54720 | ACTI 9 iC40N 3PN C 20A MCB | 52.67
A9P54725 | ACTI 9 iC40N 3PN C 25A MCB | 54.27
A9P54732 | ACTI 9 iC40N 3PN C 32A MCB | 64.28
A9P54740 | ACTI 9 iC40N 3PN C 40A MCB | 62.52
A9R10216 | ACTI9 IID 2P 16A 10MA AC-TYPE RESIDUAL C | 115.67
A9R10225 | ACTI9 IID 2P 25A 10MA AC-TYPE RESIDUAL C | 117.47
A9R11280 | ACTI9 IID 2P 80A 30MA AC-TYPE RESIDUAL C | 122.59
A9R11291 | ACTI9 IID 2P 100A 30MA AC-TYPE RESIDUAL | 168.53
A9R11480 | ACTI9 IID 4P 80A 30MA AC-TYPE RESIDUAL C | 163.92
A9R11491 | ACTI9 IID 4P 100A 30MA AC-TYPE RESIDUAL | 214.4
A9R12440 | ACTI9 IID 4P 40A 100MA AC-TYPE RESIDUAL | 104.94
A9R14280 | ACTI9 IID 2P 80A 300MA AC-TYPE RESIDUAL | 119.01
A9R14291 | ACTI9 IID 2P 100A 300MA AC-TYPE RESIDUAL | 163.61
A9R14480 | ACTI9 IID 4P 80A 300MA AC-TYPE RESIDUAL | 152.04
A9R14491 | ACTI9 IID 4P 100A 300MA AC-TYPE RESIDUAL | 203.77
A9R21225 | ACTI9 IID 2P 25A 30MA A-TYPE RESIDUAL CU | 116.74
A9R24225 | ACTI9 IID 2P 25A 300MA A-TYPE RESIDUAL C | 105.08
A9R41225 | Acti9 iID 2P 25A 30mA AC RCCB | 80.06
A9R41240 | Acti9 iID 2P 40A 30mA AC RCCB | 81.42
A9R41263 | ACTI9 IID 2P 63A 30MA AC-TYPE RESIDUAL C | 109.49
A9R41425 | Acti9 iID 4P 25A 30mA AC RCCB | 99.87
A9R41440 | ACTI9 IID 4P 40A 30MA AC-TYPE RESIDUAL C | 105.13
A9R41463 | ACTI9 IID 4P 63A 30MA AC-TYPE RESIDUAL C | 131.41
A9R44225 | ACTI9 IID 2P 25A 300MA AC-TYPE RESIDUAL | 67.39
A9R44240 | Acti9 iID 2P 40A 300mA AC RCCB | 78.84
A9R44263 | TI9 IID 2P 63A 300MA AC-TYPE RESIDUAL | 98.53
A9R44425 | Acti9 iID 4P 25A 300mA AC RCCB | 89.91
A9R44440 | Acti9 iID 4P 40A 300mA AC RCCB | 94.62
A9R44463 | ACTI9 IID 4P 63A 300MA AC-TYPE RESIDUAL | 118.24
A9R50225 | Acti9 iID K 2P 25A 30mA AC RCCB | 50.19
A9R50240 | Acti9 iID K 2P 40A 30mA AC RCCB | 52.83
A9R50425 | ACTI9 IID K 4P 25A 30MA AC-TYPE RESIDUAL | 86.55
A9R50440 | ACTI9 IID K 4P 40A 30MA AC-TYPE RESIDUAL | 91.13
A9R75225 | Acti9 iID K 2P 25A 300mA AC RCCB | 45.18
A9R75240 | ACTI9 IID K 2P 40A 300MA AC-TYPE RESIDUA | 47.53
A9R75425 | ACTI9 IID K 4P 25A 300MA AC-TYPE RESIDUA | 77.88
A9R75440 | ACTI9 IID K 4P 40A 300MA AC-TYPE RESIDUA | 82.01
A9S60120 | ACTI9 ISW SWITCH 1P 20A 250V | 9.27
A9S60132 | ACTI9 ISW SWITCH 1P 32A 250V | 10.78
A9S60220 | ACTI9 ISW SWITCH 2P 20A 415V | 13.98
A9S60232 | ACTI9 ISW SWITCH 2P 32A 415V | 15.45
A9S60320 | ACTI9 ISW SWITCH 3P 20A 415V. | 22.42
A9S60332 | ACTI9 ISW SWITCH 3P 32A 415V | 26.18
A9S60420 | ACTI9 ISW SWITCH 4P 20A 415V | 29.83
A9S60432 | ACTI9 ISW SWITCH 4P 32A 415V | 33.07
A9S61120 | ACTI9 ISW SWITCH WITH INDICATOR 1P 20A 2 | 26.76
A9S61132 | ACTI9 ISW SWITCH WITH INDICATOR 1P 32A 2 | 33.4
A9S61220 | ACTI9 ISW SWITCH WITH INDICATOR 2P 20A 2 | 37.43
A9S65240 | ACTI9 ISW SWITCH 2P 40A 415VAC | 21.04
A9S65263 | ACTI9 ISW SWITCH 2P 63A 415VAC | 22.49
A9S65291 | ACTI9 ISW SWITCH 2P 100A 415VAC | 34.73
A9S65292 | ACTI9 ISW SWITCH 2P 125A 415VAC | 39.69
A9S65340 | ACTI9 ISW SWITCH 3P 40A 415VAC | 35.45
A9S65363 | ACTI9 ISW SWITCH 3P 63A 415VAC | 38.97
A9S65391 | ACTI9 ISW SWITCH 3P 100A 415VAC | 61.97
A9S65440 | ACTI9 ISW SWITCH 4P 40A 415VAC | 46.73
A9S65463 | ACTI9 ISW SWITCH 4P 63A 415VAC | 49.76
A9S65491 | ACTI9 ISW SWITCH 4P 100A 415VAC | 79.13
A9S65492 | ACTI9 ISW SWITCH 4P 125A 415VAC | 90.44
A9V10225 | Acti9 Vigi iC60 2P 25A 10mA AC | 128.88
A9V41225 | ACTI9 VIGI IC60 2P 25A 30MA AC-TYPE ADD- | 97.8
A9V41240 | ACTI9 VIGI IC60 2P 40A 30MA AC-TYPE ADD- | 115.01
A9V41263 | ACTI9 VIGI IC60 2P 63A 30MA AC-TYPE ADD- | 124.52
A9V41325 | ACTI9 VIGI IC60 3P 25A 30MA AC-TYPE ADD- | 110.73
A9V41340 | ACTI9 VIGI IC60 3P 40A 30MA AC-TYPE ADD- | 132.87
A9V41363 | ACTI9 VIGI IC60 3P 63A 30MA AC-TYPE ADD- | 137.41
A9V41425 | ACTI9 VIGI IC60 4P 25A 30MA AC-TYPE BLOC | 133.13
A9V41440 | ACTI9 VIGI IC60 4P 40A 30MA AC-TYPE ADD- | 158.39
A9V41463 | ACTI9 VIGI IC60 4P 63A 30MA AC-TYPE ADD- | 178.22
A9V44225 | ACTI9 VIGI IC60 2P 25A 300MA AC-TYPE ADD | 88.03
A9V44240 | ACTI9 VIGI IC60 2P 40A 300MA AC-TYPE ADD | 99.66
A9V44263 | ACTI9 VIGI IC60 2P 63A 300MA AC-TYPE ADD | 112.12
A9V44325 | ACTI9 VIGI IC60 3P 25A 300MA AC-TYPE ADD | 99.66
A9V44340 | ACTI9 VIGI IC60 3P 40A 300MA AC-TYPE ADD | 119.54
A9V44363 | ACTI9 VIGI IC60 3P 63A 300MA AC-TYPE ADD | 123.4
A9V44425 | ACTI9 VIGI IC60 4P 25A 300MA AC-TYPE ADD | 124.24
A9V44440 | ACTI9 VIGI IC60 4P 40A 300MA AC-TYPE ADD | 142.59
A9V44463 | ACTI9 VIGI IC60 4P 63A 300MA AC-TYPE ADD | 160.4
A9V61425 | Acti9 Vigi iC60 4P 25A 30mA A-SI | 186.41
A9V61440 | Acti9 Vigi iC60 4P 40A 30mA A-SI | 192.34
A9XPCM04 | Acti9 SET OF 4 CONNECTORS MONOCON | 13.88
A9XPE110 | Acti9 SET OF 10 END CAPS 1P | 13.58
A9XPE310 | Acti9 SET OF 10 END CAPS 3P | 14.75
A9XPH124 | Acti9 COMB BUSBAR 1P 100A 24 MODULES | 27.66
A9XPH157 | Acti9 COMB BUSBAR 1P 100A 57 MODULES | 39
A9XPH224 | Acti9 COMB BUSBAR 2P 100A 24 MODULES | 37.12
A9XPH257 | Acti9 COMB BUSBAR 2P 100A 57 MODULES | 46.5
A9XPH312 | Acti9 COMB BUSBAR 3P 100A 12 MODULES | 18.32
A9XPH324 | Acti9 COMB BUSBAR 3P 100A 24 MODULES | 53.48
A9XPH357 | Acti9 COMB BUSBAR 3P 100A 57 MODULES | 54.37
A9XPH412 | Acti9 COMB BUSBAR 4P 100A 12 MODULES | 23.96
A9XPH424 | Acti9 COMB BUSBAR 4P 100A 24 MODULES | 69.28
A9XPH457 | Acti9 COMB BUSBAR 4P 100A 57 MODULES | 76.11
A9XPH557 | ACTI 9 COMB BUSBAR 4P REPART. 100A 57 MO | 64.22
A9XPT920 | SET OF 20 TOOTH CAPS | 16.17
A9Y82625 | ACTI 9 VIGI iC40 1PN 25A 30mA AC VIGI | 77.32
A9Y82640 | ACTI 9 VIGI iC40 1PN 40A 30mA AC VIGI | 91.13
A9Y83625 | ACTI 9 VIGI iC40 1PN 25A 300mA AC VIGI | 74.66
ABE7CPA02 | ANALOG.BASE 8CHL SUB-D25 | 167.33
ABL8RPM24200 | FUENTE CONMUTADA DE 20A 24 Vdc 480W | 593.85
ABL8RPS24030 | UNIV.POWER SUP 1P 24V 3A | 206.48
ABL8RPS24050 | FUENTE CONM. FILTRO ARM. 5A 24Vdc 120W | 234.48
ABL8RPS24100 | UNIV.POWER SUP 1P 24V 10A | 318.4
ATS01N103FT | SOFT STARTER 3A 110 480V | 181.06
ATS01N106FT | SOFT STARTER 6A 110 480V | 205.44
ATS01N109FT | SOFT-STARTER 9A 110 480V | 244.46
ATS01N112FT | SOFT-STARTER 12A 110 480V | 256.58
ATS01N206QN | SOFT-START STOP 6A 380 415V | 238.8
ATS01N209QN | SOFT-START STOP 9A 380 415V | 260.5
ATS01N212QN | SOFT-START STOP 12A 380 415V | 310.76
ATS01N222QN | SOFT-START STOP 22A 380 415V | 347.84
ATS01N232QN | SOFT-START STOP 32A 380 415V | 451.38
ATS22C11Q | ELECTRONIC SOFT STARTER CONTROL 220V POW | 2198.17
ATS22C17Q | ELECTRONIC SOFT STARTER CONTROL 220V POW | 3077.43
ATS22C21Q | SOFT STARTER 210A 440V 230V CTRL | 3509.21
ATS22C32Q | SOFT STARTER 320A 440V 230V CTRL | 4631.85
ATS22C59Q | SOFT STARTER 590A 440V 230V CTRL | 7472.12
ATS22D17Q | SOFT STARTER 17A 440V 220V CTRL | 1244.02
ATS22D32Q | SOFT STARTER 32A 440V 220V CTRL | 1206.37
ATS22D47Q | SOFT STARTER 47A 440V 230V CTRL | 1367.66
ATS22D62Q | SOFT STARTER 62A 440V 230V CTRL | 1621.67
ATS22D75Q | ELECTRONIC SOFT STARTER CONTROL 220V POW | 1875.65
ATS22D88Q | ELECTRONIC SOFT STARTER CONTROL 220V POW | 1953.8
ATV12H037M2 | ATV12 0.37KW 240V 1PH HEAT SINK TB | 304.09
ATV12H075M2 | ATV12 0.75KW 240V 1PH HEAT SINK TB | 419.79
ATV12HU15M2 | ATV12 1.5KW 240V 1PH HEAT SINK TB | 467.16
ATV12HU22M2 | ATV12 2.2KW 240V 1PH HEAT SINK TB | 549.7
ATV212H075N4 | ATV212 0,75KW 1HP 480V TRI CEM IP20 | 624.01
ATV212HD11N4 | ATV212 11KW 15HP 480V TRI CEM IP20 | 2179.44
ATV212HD15N4 | ATV212 15KW 20HP 480V TRI CEM IP20 | 2782.78
ATV212HD18N4 | ATV212 18,5KW 25HP 480V TRI CEM IP20 | 3517.99
ATV212HD22N4 | ATV212 22KW 30HP 480V TRI CEM IP20 | 4275.74
ATV212HD30N4 | ATV212 30KW 40HP 480V TRI CEM IP20 | 4882.31
ATV212HD37N4 | ATV212 37KW 50HP 460V TRI IP20 VARIABLE | 5403.27
ATV212HD45N4 | ATV212 45KW 60HP 460V TRI IP20 VARIABLE | 6821.01
ATV212HD55N4 | ATV212 55KW 75HP 460V TRI IP20 VARIABLE | 8265.58
ATV212HU15N4 | ATV212 1,5KW 2HP 480V TRI CEM IP20 | 733.77
ATV212HU22N4 | ATV212 2,2KW 3HP 480V TRI CEM IP20 | 788.96
ATV212HU30N4 | ATV212 3KW NAHP 480V TRI CEM IP20 | 924
ATV212HU40N4 | ATV212 4KW 5HP 480V TRI CEM IP20 | 1076.17
ATV212HU55N4 | ATV212 5,5KW 7,5HP 480V TRI CEM IP20 | 1219.75
ATV212HU75N4 | ATV212 7,5KW 10HP 480V TRI CEM IP20 | 1716.85
ATV320U75N4B | ATV320 BOOK 7.5KW - 3PH - 380 - 500V | 1198.56
ATV630D18N4 | variable speed drive IP21 18KW 400v/480v | 3585.12
ATV630D22N4 | variable speed drive IP21 22KW 400v/480v | 4023.22
ATV630D30N4 | VARIABLE SPEED DRIVE IP21 30KW 400V/480V | 5134.66
ATV630D45N4 | VARIABLE SPEED DRIVE IP21 45KW 400V/480V | 7089.42
ATV630U75N4 | ATV630 IP21 7,5KW 400V-480 | 1867.6
ATV930C22N4 | VARIABLE SPEED DRIVE IP00 220KW 400V/480 | 29430.1
C10B3 | BASIC FRAME NSX100B 25kA AC 3P 100A | 98.26
C10B3TM025 | NSX100B 25kA AC 3P3D 25A TMD | 196
C10B3TM032 | NSX100B 25kA AC 3P3D 32A TMD | 196
C10B3TM040 | NSX100B 25kA AC 3P3D 40A TMD | 196
C10B3TM063 | NSX100B 25kA AC 3P3D 63A TMD | 196
C10B3TM080 | NSX100B 25kA AC 3P3D 80A TMD | 213.91
C10B3TM100 | NSX100B 25kA AC 3P3D 100A TMD | 213.91
C10B4 | BASIC FRAME NSX100B 25kA AC 4P 100A | 138.84
C10B6TM025 | NSX100B 25kA AC 4P3D 25A TMD | 299.07
C10B6TM032 | NSX100B 25kA AC 4P3D 32A TMD | 299.07
C10B6TM040 | NSX100B 25kA AC 4P3D 40A TMD | 299.07
C10B6TM050 | NSX100B 25kA AC 4P3D 50A TMD | 299.07
C10B6TM063 | NSX100B 25kA AC 4P3D 63A TMD | 299.07
C10B6TM080 | NSX100B 25kA AC 4P3D 80A TMD | 318.88
C10B6TM100 | NSX100B 25kA AC 4P3D 100A TMD | 318.88
C10F3MA025 | NSX100F 36kA AC 3P3D 25A MA | 338.69
C10F3MA100 | NSX100F 36kA AC 3P3D 100A MA | 369.63
C10F3TM025 | NSX100F 36kA AC 3P3D 25A TMD | 209.94
C10F3TM032 | NSX100F 36kA AC 3P3D 32A TMD | 209.94
C10F3TM040 | NSX100F 36kA AC 3P3D 40A TMD | 209.94
C10F3TM050 | NSX100F 36kA AC 3P3D 50A TMD | 209.94
C10F3TM063 | NSX100F 36kA AC 3P3D 63A TMD | 209.94
C10F3TM080 | NSX100F 36kA AC 3P3D 80A TMD | 231.74
C10F3TM100 | NSX100F 36kA AC 3P3D 100A TMD | 231.74
C10F4TM100 | NSX100F 36kA AC 4P4D 100A TMD | 388.19
C10F6TM025 | NSX100F 36kA AC 4P3D 25A TMD | 320.86
C10F6TM032 | NSX100F 36kA AC 4P3D 32A TMD | 320.86
C10F6TM040 | NSX100F 36kA AC 4P3D 40A TMD | 320.86
C10F6TM063 | NSX100F 36kA AC 4P3D 63A TMD | 320.86
C10F6TM100 | NSX100F 36kA AC 4P3D 100A TMD | 358.49
C10N4 | BASIC FRAME NSX100N 50kA AC 4P 100A | 230.33
C11B3TM100B | NSXm160B 25kA AC 3P 100A TMD BUSBAR | 224.75
C16B3TM125 | NSX160B 25kA AC 3P3D 125A TMD | 277.29
C16B3TM160 | NSX160B 25kA AC 3P3D 160A TMD | 360.47
C16B4 | BASIC FRAME NSX160B 25kA AC 4P 160A | 289.76
C16B6TM125 | NSX160B 25kA AC 4P3D 125A TMD | 392.15
C16B6TM160 | NSX160B 25kA AC 4P3D 160A TMD | 491.18
C16F3TM125 | NSX160F 36kA AC 3P3D 125A TMD | 305.01
C16F3TM160 | NSX160F 36kA AC 3P3D 160A TMD | 396.11
C16F4TM160 | NSX160F 36kA AC 4P4D 160A TMD | 629.68
C16F6TM125 | NSX160F 36kA AC 4P3D 125A TMD | 455.54
C16F6TM160 | NSX160F 36kA AC 4P3D 160A TMD | 554.56
C252250S | SWITCH NSX250NA AC 2P 250A | 364.43
C253250S | SWITCH NSX250NA AC 3P 250A | 455.08
C254250S | SWITCH NSX250NA AC 4P 250A | 579.54
C25B3TM125 | NSX250B 25kA AC 3P3D 125A TMD | 439.69
C25B3TM160 | NSX250B 25kA AC 3P3D 160A TMD | 455.54
C25B3TM200 | NSX250B 25kA AC 3P3D 200A TMD | 512.97
C25B3TM250 | NSX250B 25kA AC 3P3D 250A TMD | 526.83
C25B6TM160 | NSX250B 25kA AC 4P3D 160A TMD | 661.5
C25B6TM200 | NSX250B 25kA AC 4P3D 200A TMD | 718.95
C25B6TM250 | NSX250B 25kA AC 4P3D 250A TMD | 718.95
C25F3TM200 | NSX250F 36kA AC 3P3D 200A TMD | 580.31
C25F3TM250 | NSX250F 36kA AC 3P3D 250A TMD | 580.31
C25F4TM250 | NSX250F 36kA AC 4P4D 250A TMD | 891.25
C25F6TM200 | NSX250F 36kA AC 4P3D 200A TMD | 817.98
C25F6TM250 | NSX250F 36kA AC 4P3D 250A TMD | 817.98
C40F3 | BASIC FRAME NSX400F 36kA AC 3P 400A | 449.17
C40F31M320 | NSX400F 36kA AC 3P3D 320A 1.3M | 895.31
C40F32D400 | NSX400F 36kA AC 3P3D 400A 2.3 | 978.39
C40F4 | BASIC FRAME NSX400F 36kA AC 4P 400A | 417.31
C40F42D400 | NSX400F 36kA AC 4P4D 400A 2.3 | 1188.33
C40N3 | BASIC FRAME NSX400N 50kA AC 3P 400A | 458.79
C40N4 | BASIC FRAME NSX400N 50kA AC 4P 400A | 524.55
C40S4 | BASIC FRAME NSX400S 100kA AC 4P 400A | 978.89
C63F31M500 | NSX630F 36kA AC 3P3D 500A 1.3M | 1270.52
C63F32D630 | NSX630F 36kA AC 3P3D 630A 2.3 | 1350.73
C63F42D630 | NSX630F 36kA AC 4P4D 630A 2.3 | 1596.32
C63N32D630 | NSX630N 50kA AC 3P3D 630A 2.3 | 1437.88
C63N42D630 | NSX630N 50kA AC 4P4D 630A 2.3 | 1746.84
CA2KN22M7 | K CONTROL RELAY 2NO 2NC 220V AC COIL | 30.22
CA2KN40M7 | CONTROL RELAY K MODEL 4NO COIL 220VAC | 30.22
CAD32BD | AUXILIARY CONTACTOR | 53.3
CAD32E7 | AUXILIARY CONTACTOR | 37.13
CAD32M7 | AUXILIARY CONTACTOR | 37.13
CCT15365 | TIME SWITCHES 24H WITH POWER RESERVE | 116.36
CCT15854 | DIGITAL TIME SWITCHES 24H/7D 18MM 1 CHAN | 191.32
CCT56P002 | INDOOR MOVEMENT DETECTOR 360 | 81.2
CCT56P004 | OUTDOOR MOVEMENT DETECTOR 120 | 68.33
CCT56P008 | OUTDOOR MOVEMENT DETECTOR 360 | 102.42
DF101 | FUSE HOLDER 1P 32A FOR FUSE 10 X 38 MM | 6.38
DF103 | FUSE HOLDER 3P 32A FOR FUSE 10 X 38 MM | 25.64
DF142 | FUSE HOLDER 2P 50A FOR FUSE 14 X 51 MM | 26.61
DF143C | FUSE HOLDER 3P 50A FOR FUSE 14 X 51 MM | 37.34
DF143NC | FUSE HOLDER 3P N 50A FOR FUSE 14 X 51 MM | 50.71
DF143VC | FUSE HOLDER 3P 50A FOR FUSE 14 X 51 MM | 51.49
DF14AM2 | 2 MICROSWITCHES FOR FUSE HOLDERS DF14 3 | 14.4
DF223C | FUSE HOLDER 3P 125A FOR FUSE 22 X 58 MM | 64.61
DF223NC | FUSE HOLDER 3P N 125A FOR FUSE 22 X 58M | 80.54
DF223VC | FUSE HOLDER 3P 125A FOR FUSE 22 X 58 MM | 70.02
DF22AM2 | 2 MICROSWITCHES FOR FUSE HOLDERS DF22 3 | 15.56
DF2CN04 | Fuse NFC 10x38 gG 4A - 10 parts | 2.43
EZAROTE | EZ EXTENDED ROTARY HANDLE | 104.34
EZASHT024DC | EZ SHUNT TRIP SHT 24VDC | 65.51
EZASHT200AC | EZ SHUNT TRIP (SHT) 200-277VAC | 65.51
EZASHT380AC | EZ SHUNT TRIP SHT 380-480VAC | 61.19
EZAUVR200AC | EZ UVR 200-240VAC | 142.85
EZAUX01 | EZ ALARM SWITCH AL | 40.78
EZAUX10 | EZ AUXILIARY SWITCH(AX) | 40.78
EZAUX11 | EZ AUXILIARY/ALARM SWITCH AX/AL | 81.57
EZC100F3100 | MG EZC100 F 10kA 3P/3T 100A | 98.95
EZC100H1020 | MG EZC100 25KA/240V 1P 20A | 64.18
EZC100H1025 | MG EZC100 25KA/240V 1P 25A | 64.18
EZC100H1030 | MG EZC100 25KA/240V 1P 30A | 64.18
EZC100H1040 | MG EZC100 25KA/240V 1P 40A | 64.18
EZC100H1050 | MG EZC100 25KA/240V 1P 50A | 64.18
EZC100H1060 | MG EZC100 25KA/240V 1P 60A | 69.3
EZC100H1080 | MG EZC100 25KA/240V 1P 80A | 69.3
EZC100H1100 | MG EZC100 25KA/240V 1P 100A | 69.3
EZC100H2020 | MG EZC100 H 30kA 2P/2T 20A | 104.17
EZC100H2025 | MG EZC100 H 30kA 2P/2T 25A | 104.17
EZC100H2032 | MG EZC100 H 30KA 2P 2T 32A | 104.17
EZC100H2040 | MG EZC100 H 30kA 2P/2T 40A | 104.17
EZC100H3015 | MG EZC100 H 30kA 3P/3T 15A | 123.83
EZC100H3020 | MG EZC100 H 30kA 3P/3T 20A | 123.83
EZC100H3025 | MG EZC100 H 30kA 3P/3T 25A | 123.83
EZC100H3030 | MG EZC100 H 30kA 3P/3T 30A | 123.83
EZC100H3032 | MG EZC100 H 30KA 3P 3T 32A | 123.83
EZC100H3040 | MG EZC100 H 30kA 3P/3T 40A | 123.83
EZC100H3050 | MG EZC100 H 30kA 3P/3T 50A | 123.83
EZC100H3060 | MG EZC100 H 30kA 3P/3T 60A | 136.09
EZC100H3080 | MG EZC100 H 30kA 3P/3T 80A | 136.09
EZC100H3100 | MG EZC100 H 30kA 3P/3T 100A | 136.09
EZC100H4040 | EZC100H 30KA 4P3D 040A | 198.82
EZC100H4050 | EZC100H 30KA 4P3D 050A | 198.82
EZC100N1025 | MG EZC100 18KA/240V 1P 25A | 46.17
EZC100N1030 | MG EZC100 18KA/240V 1P 30A | 46.17
EZC100N1040 | MG EZC100 18KA/240V 1P 40A | 46.17
EZC100N1050 | MG EZC100 18KA/240V 1P 50A | 46.17
EZC100N1060 | MG EZC100 18KA/240V 1P 60A | 49.89
EZC100N1080 | MG EZC100 18KA/240V 1P 80A | 52.52
EZC100N1100 | MG EZC100 18KA/240V 1P 100A | 55.74
EZC100N3015 | MG EZC100 N 15kA 3P/3T 15A | 88.82
EZC100N3020 | MG EZC100 N 15kA 3P/3T 20A | 88.82
EZC100N3025 | MG EZC100 N 15kA 3P/3T 25A | 88.82
EZC100N3030 | MG EZC100 N 15kA 3P/3T 30A | 88.82
EZC100N3040 | MG EZC100 N 15kA 3P/3T 40A | 88.82
EZC100N3050 | MG EZC100 N 15kA 3P/3T 50A | 88.82
EZC100N3060 | MG EZC100 N 15kA 3P/3T 60A | 112.07
EZC100N3080 | MG EZC100 N 15kA 3P/3T 80A | 115.22
EZC100N3100 | MG EZC100 N 15kA 3P/3T 100A | 115.22
EZC100N4020 | EZC100N 15KA 4P3D 020A | 139.75
EZC100N4025 | EZC100N 15KA 4P3D 025A | 152.91
EZC100N4030 | EZC100N 15KA 4P3D 030A | 139.75
EZC100N4040 | EZC100N 15KA 4P3D 040A | 139.75
EZC100N4050 | EZC100N 15KA 4P3D 050A | 152.91
EZC100N4060 | EZC100N 15KA 4P3D 060A | 179.94
EZC100N4080 | EZC100N 15KA 4P3D 080A | 179.94
EZC100N4100 | EZC100N 15KA 4P3D 100A | 179.94
EZC250F3125 | MG EZC250 18KA 415V 3P 125A | 177.8
EZC250F3160 | MG EZC250 18KA 415V 3P 160A | 203.72
EZC250F3175 | MG EZC250 18KA 415V 3P 175A | 267.49
EZC250F3200 | MG EZC250 18KA 415V 3P 200A | 283.57
EZC250F3250 | MG EZC250 18KA 415V 3P 250A | 312.73
EZC250H2200 | MG EZC250 36KA 415V 2P 200A | 266.76
EZC250H2250 | MG EZC250 36KA 415V 2P 250A | 266.76
EZC250H3125 | MG EZC250 36KA 415V 3P 125A | 215.96
EZC250H3160 | MG EZC250 36KA 415V 3P 160A | 265.77
EZC250H3200 | MG EZC250 36KA 415V 3P 200A | 317.46
EZC250H3250 | MG EZC250 36KA 415V 3P 250A | 317.46
EZC250N3125 | MG EZC250 25KA 415V 3P 125A | 164.18
EZC250N3150 | MG EZC250 25KA 415V 3P 150A | 181.21
EZC250N3160 | MG EZC250 25KA 415V 3P 160A | 191.9
EZC250N3175 | MG EZC250 25KA 415V 3P 175A | 235.69
EZC250N3200 | MG EZC250 25KA 415V 3P 200A | 252.86
EZC250N3250 | MG EZC250 25KA 415V 3P 250A | 291.7
EZC250N4125 | EZC250N 25KA 4P3D 125A MG EASYPACT CIRC | 263.68
EZC250N4160 | EZC250N 25KA 4P3D 160A MG EASYPACT CIRC | 316.41
EZC250N4200 | EZC250N 25KA 4P3D 200A MG EASYPACT CIRC | 390.19
EZC250N4250 | EZC250N 25KA 4P3D 250A MG EASYPACT CIRC | 390.19
GAC0521 | AUXILIARY CONTACTS BLOCK FOR CONTAC TO R | 49.12
GAC0531 | AUXILIARY CONTACTS BLOCK FOR CONTAC TO R | 49.12
GC10040M5 | CONTACTOR | 320.06
GC1610M5 | CONTAC TO R GC 1 NO 16 A 220 TO 240 V AC | 29.52
GC2510M5 | CONTAC TO R GC 1 NO 25 A 220 TO 240 V AC | 39.01
GC4022M5 | CONTAC TO R GC 2 NO 2 NC 40 A 220 TO 240 | 80.35
GV1G09 | TERMINAL BLOCK GV2 G BUSBAR | 14.46
GV2AF01 | INTERCON.BLOCK.FOR K.CONT | 5.63
GV2AF3 | TERMINAL BLOCK | 2.96
GV2AP03 | EXTERNAL OPERATOR | 74.82
GV2APN01 | KIT IP54 BLACK HANDLE - SHAFT FRONT GV2P | 65.67
GV2G445 | 4 TAP OFFS BUSBAR GV2 63A 45MM PITCH | 20.21
GV2G454 | 4 TAP OFFS BUSBAR GV2 63A 54MM PITCH | 26.24
GV2G554 | 5 TAP OFFS BUSBAR GV2 63A 54MM PITCH | 25.4
GV2L04 | MAGNETIC CIRCUIT BREAKER | 68.42
GV2L08 | MAGNETIC CIRCUIT BREAKER | 56.71
GV2L14 | MAGNETIC CIRCUIT BREAKER | 69.4
GV2L16 | MAGNETIC CIRCUIT BREAKER | 69.4
GV2L20 | MAGNETIC CIRCUIT BREAKER | 69.4
GV2L22 | MAGNETIC CIRCUIT BREAKER | 72.48
GV2L32 | GV2L MOTOR CB MAGNETIC 32A ROTARY HANDLE | 154.85
GV2LE05 | GV2 MOTOR CB MAGNETIC 1A TOGGLE SWITCH | 49.82
GV2LE06 | GV2 MOTOR CB MAGNETIC 1.6A TOGGLE SWITCH | 50.76
GV2LE07 | GV2 MOTOR CB MAGNETIC 2.5A TOGGLE SWITCH | 50.76
GV2LE08 | GV2 MOTOR CB MAGNETIC 4A TOGGLE SWITCH | 50.76
GV2LE10 | GV2 MOTOR CB MAGNETIC 6.3A TOGGLE SWITCH | 56.93
GV2LE14 | GV2 MOTOR CB MAGNETIC 10A TOGGLE SWITCH | 56.93
GV2LE16 | GV2 MOTOR CB MAGNETIC 14A TOGGLE SWITCH | 56.93
GV2LE22 | GV2 MOTOR CB MAGNETIC 25A TOGGLE SWITCH | 65.01
GV2LE32 | GV2 MOTOR CB MAGNETIC 32A TOGGLE SWITCH | 130.65
GV2MC02 | SURFACE MOUNT.ENCL.IP55 | 39.86
GV2ME01 | TeSys M-CB THO/MAG 0.1-0.16A ROCKER | 61.6
GV2ME02 | GV2ME MOTOR CB THER/MAG 0.16-0.25A ROCKE | 64.41
GV2ME03 | GV2ME MOTOR CB THER/MAG 0.25-0.4A ROCKER | 68.62
GV2ME04 | GV2ME MOTOR CB THER/MAG 0.4-0.63A ROCKER | 68.62
GV2ME05 | GV2ME MOTOR CB THERM/MAG 0.63-1A ROCKER | 68.62
GV2ME06 | GV2ME MOTOR CB THERM/MAG 1-1.6A ROCKER | 68.05
GV2ME07 | GV2ME MOTOR CB THERM/MAG 1.6-2.5A ROCKER | 67.46
GV2ME08 | GV2ME MOTOR CB THERM/MAG 2.5-4A ROCKER | 67.46
GV2ME10 | GV2ME MOTOR CB THERM/MAG 4-6.3A ROCKER | 67.46
GV2ME14 | GV2ME MOTOR CB THERM/MAG 6-10A ROCKER | 68.14
GV2ME16 | GV2ME MOTOR CB THERM/MAG 9-14A ROCKER | 70.95
GV2ME20 | GV2ME MOTOR CB THERM/MAG 13-18A ROCKER | 74.3
GV2ME21 | GV2ME MOTOR CB THERM/MAG 17-23A ROCKER | 81.83
GV2ME22 | GV2ME MOTOR CB THERM/MAG 20-25A ROCKER | 87.46
GV2ME32 | GV2ME MOTOR CB THERM/MAG 24-32A ROCKER | 125.19
GV2P05 | MOTOR CIRCUIT BREAKER | 97.61
GV2P07 | MOTOR CIRCUIT BREAKER | 97.61
GV2P08 | MOTOR CIRCUIT BREAKER | 92.19
GV2P10 | MOTOR CIRCUIT BREAKER | 97.61
GV2P14 | MOTOR CIRCUIT BREAKER | 106.08
GV2P16 | MOTOR CIRCUIT BREAKER | 112.74
GV2P20 | MOTOR CIRCUIT BREAKER | 116.77
GV2P21 | MOTOR CIRCUIT BREAKER | 121.55
GV2P22 | MOTOR CIRCUIT BREAKER | 211.99
GV2P32 | GV2P MOTOR CB THERM/MAG 24-32A ROT HANDL | 209.16
GV3APN01 | KIT IP54 BLACK HANDLE - SHAFT FRONT GV3P | 72.26
GV3L40 | TeSys MOTOR CB MAGNETIC 40A EVLK | 197.74
GV3L50 | TeSys MOTOR CB MAGNETIC 50A EVLK | 217.54
GV3P25 | GV3P MOTOR CB THERM/MAG 17-25A EVERLINK | 204.99
GV3P32 | GV3P MOTOR CB THERM/MAG 23-32A EVERLINK | 217.79
GV3P40 | GV3P MOTOR CB THERM/MAG 30-40A EVERLINK | 242.17
GV3P50 | GV3P MOTOR CB THERM/MAG 37-50A EVERLINK | 264.2
GV3P65 | GV3P MOTOR CB THERM/MAG 48-65A EVERLINK | 264.2
GVAD0101 | GV2 GV3 AUXILIARY N/C(FLT) N/C LHS | 13.49
GVAD0110 | GV2 GV3 AUXILIARY N/C(FLT) N/O LHS | 14.33
GVAD1001 | GV2 GV3 AUXILIARY N/O(FLT) N/C LHS | 15.77
GVAD1010 | GV2 GV3 AUXILIARY N/O(FLT) N/O LHS | 15.77
GVAE11 | GV2 GV3 AUXILIARY N/O N/C TOP | 12.65
GVAN11 | SIDE MOUNT AUX. NO/NC | 11.39
HMIGTO6310 | 12.1 Color Touch Panel SVGA-TFT | 3387.52
HMISTU655 | Touch Panel Screen 3"5 Color | 736.4
HMISTU855 | Touch Panel Screen 5"7 Color | 831.21
IMD-IM10 | VIGILOHM INSULATION MONITOR IM10 | 1317
K1A001ALH | LP CAM SWITCH | 20.64
K1B001ULH | LP CAM SWITCH | 25.85
K1B002ALH | LP CAM SWITCH | 22.13
K1B002QLH | LP CAM SWITCH | 23.42
K1D002ULH | LP CAM SWITCH | 27.69
K1D004QLH | LP CAM SWITCH | 26.96
K1F013QLH | LP CAM SWITCH | 33.29
K1F027MLH | CONMUT.VOLT.3F-3F+N 12A MULTIFIJ. | 34.95
K1I023QLH | LP CAM SWITCH | 57.79
LA1KN31 | CONTACTO AUX. INST. 3 NA 1 NC | 23.03
LA9D11502 | INTERLOCK FOR D115/150 | 141.29
LA9D11569 | CONNECTION | 217.77
LA9D11570 | CONNECTION | 155.24
LA9D11571 | CONNECTION | 107.13
LA9D4002 | INTERLOCK FOR CONT 40-65 | 53.76
LA9D6569 | REVERS KIT FOR OLD D40-65 | 80.79
LA9D8002 | INTERLOCK FOR CONT 80 | 60.72
LA9D8069 | REVERS KIT FOR D80-95 | 96.02
LA9D8070 | REVERS KIT FOR 4P D80 | 73.16
LA9FF970 | INTERLOCK | 29.46
LA9FG970 | INTERLOCK | 29.46
LA9FJ970 | INTERLOCK FOR CONTACTOR | 44.99
LA9FL4L | VERTICAL INTERLOCK | 378.16
LA9FL970 | CONNECTIONS | 60.37
LA9RM201 | PROBE FOR RM4LA | 68.22
LAD4CM | LC1D40A-D65A MECHANICAL INTERLOCK | 24.49
LAD7B106 | TERMINAL BLOCK | 14.47
LAD8N11 | ADD ON BLOCK 1 NO + 1 NC | 16.86
LAD93217 | MOUNTING KIT | 167.21
LAD9R1 | FUSE HOLDER 3P N 50A FOR FUSE 14 X 51 MM | 21.77
LAD9R1V | REVERSING SWITCH KIT | 21.67
LAD9R3 | LC1D40A-D65A REVERSOR KIT | 52.07
LAD9V2 | MECHANICAL INTERLOCK | 11.48
LADN01 | CONTACTS BLOCK | 14.17
LADN02 | CONTACTS BLOCK | 16.8
LADN04 | CONTACTO AUXILIAR 4NC PARA LC1D/F | 25.96
LADN10 | ADD ON BLOCK WITH 1NO. | 16.18
LADN11 | ADD ON BLOCK 1 NO + 1 NC D-Model | 14.53
LADN13 | CONTACTS BLOCK | 25.96
LADN20 | ADD ON BLOCK 2 NO -For D & F-Model | 14.69
LADN22 | ADD ON BLOCK 2 NO + 2 NC -F-Model. | 25.48
LADN31 | CONTACTS BLOCK | 25.63
LADN40 | CONTACTS BLOCK | 25.63
LADR0 | CONTACTS BLOCK | 58.81
LADR2 | CONTACTS BLOCK | 55.46
LADR4 | CONTACTS BLOCK | 69.01
LADS2 | CONTACTS BLOCK | 81.71
LADT0 | CONTACTS BLOCK | 53.81
LADT2 | CONTACTS BLOCK. | 53.31
LADT4 | CONTACTS BLOCK | 52.22
LADT9R1 | REVERSING SWITCH KIT | 41.08
LADT9R1V | REVERSING SWITCH KIT | 50.12
LC1D098M7 | 4P CONTACTOR 20A AC-1 24VAC COIL | 46.22
LC1D09B7 | 3P CONT 9A AC3 4KW 1NO 1NC 24VAC COIL | 35.58
LC1D09BD | 3P CONT 9A AC3 4KW 1NO 1NC 24VDC COIL | 39
LC1D09E7 | 3P CONT 9A AC3 4KW 1NO 1NC 48VAC COIL | 32.77
LC1D09F7 | 3P CONT 9A AC3 4KW 1NO 1NC 110VAC COIL | 35.58
LC1D09M7 | 3P CONT 9A AC3 4KW 1NO 1NC 220VAC COIL | 35.58
LC1D09ND | Contactor TeSys D 3P AC3 9A 60VDC coil | 43.1
LC1D09Q7 | 3P CONT 9A AC3 4KW 1NO 1NC 380VAC COIL | 36.97
LC1D115004M5 | CONTACTOR | 566.61
LC1D115004M7 | CONTACTOR | 566.61
LC1D115B7 | CONTACTOR | 378.68
LC1D115M5 | CONTACTOR | 376.58
LC1D115M7 | CONTACTOR | 418.61
LC1D128M7 | 4P CONT 25A AC-1 (2NO 2NC) 220VAC COIL | 40.84
LC1D12B7 | CONTACTOR 12A 1F+1O 24V 50/60 | 34.87
LC1D12BD | 3P CONT 12A AC3 5.5KW 1NO 1NC 24VDC | 44.11
LC1D12E7 | CONTACTOR 12A 1F PLUS 1O 48V 50 60 | 37.68
LC1D12M7 | Contactor TeSys D 3P AC3 12A 220VAC coil | 37.68
LC1D12ND | CONTACTOR | 44.54
LC1D12Q7 | CONTACTOR | 34.87
LC1D150M7 | CONTACTOR | 456.69
LC1D188M7 | 4P CONT 32A AC-1 (2NO 2NC) 220VAC COIL | 59.89
LC1D18B7 | CONTACTOR 18A 1F+1O 24V 50/60 | 48.37
LC1D18BD | 3P CONT 18A AC3 9KW 1NO 1NC 24VDC COIL | 72.51
LC1D18F7 | CONT 18A 1NA/1NC 110V 50/60HZ | 51.19
LC1D18JD | 3P CONT 18A AC3 9KW 1NO 1NC 12VDC COIL | 71.74
LC1D18M7 | Contactor TeSys D 3P AC3 18A 220VAC coil | 48.37
LC1D18ND | TeSys 3P CTR 18A AC3 9KW1NO1NC60VDC COIL | 67.54
LC1D18Q7 | Contactor TeSys D 3P AC3 18A 380VAC coil | 51.19
LC1D258M7 | 4P CONT 40A AC-1 (2NO 2NC) 220VAC COIL | 91.84
LC1D25B7 | CONT 25A 1NA/1NC 24V 50/60HZ 24VAC COIL | 70.11
LC1D25BD | 3P CONT 25A AC3 11KW 1NO 1NC 24VDC COIL | 100.43
LC1D25E7 | 3P CONT 25A AC3 11KW 1NO 1NC 48VAC COIL | 65.01
LC1D25F7 | CONT 25A AC3 11KW 1NO 1NC 110VAC COIL | 65.9
LC1D25M7 | CONT 25A AC3 11KW 1NO 1NC 220VAC COIL | 68.71
LC1D25ND | 3P CONT 25A AC3 11KW 1NO 1NC 60VDC COIL | 91.99
LC1D25Q7 | 3P CONT 25A AC3 11KW 1NO 1NC 380VAC COIL | 68.71
LC1D32B7 | CONT 32A AC3 15KW 1NO 1NC 24VAC COIL | 93.44
LC1D32BD | 3P CONT 32A AC3 15KW 1NO 1NC 24VDC COIL | 136.75
LC1D32E7 | 3P CONT 32A AC3 15KW 1NO 1NC 48VAC COIL | 94.85
LC1D32F7 | CONT 32A AC3 15KW 1NO 1NC 110VAC COIL | 93.44
LC1D32M7 | CONT 32A AC3 15KW 1NO 1NC 220VAC COIL | 94.85
LC1D32ND | Contactor TeSys D 3P AC3 32A 60VDC coil | 144.7
LC1D32Q7 | CONTACTOR | 97.66
LC1D38B7 | CONT 38 AC3 18.5KW 1NO 1NC 24VAC COIL | 113.79
LC1D38M7 | CON 38 AC3 18.5KW 1NO 1NC 220VAC COIL | 113.81
LC1D40008M7 | 4P CONT 60A AC-1 (2NO 2NC) 220VAC COIL | 222.43
LC1D40AB7 | 3P EVLK CONTACTOR 40A 18,5KW AC3 24VAC | 134.14
LC1D40AE7 | 3P EVLK CONTACTOR 40A 18,5KW AC3 48VAC | 134.14
LC1D40AM7 | 3P EVLK CONTACTOR 40A 18,5KW AC3 220VAC | 129.93
LC1D50AB7 | 3P EVLK CONTACTOR 50A 22KW AC3 24VAC | 148.94
LC1D50AM7 | 3P EVLK CONTACTOR 50A 22KW AC3 220VAC | 148.94
LC1D50AND | 3P EVLK CONTACTOR 50A 22KW AC3 60VDC | 212.28
LC1D65008M7 | 4P CONT 80A AC-1 (2NO 2NC) 220VAC COIL | 244.17
LC1D65AB7 | 3P EVLK CONTACTOR 65A 30KW AC3 24VAC | 205.97
LC1D65AE7 | 3P EVLK CONTACTOR 65A 30KW AC3 48VAC | 205.97
LC1D65AF7 | 3P EVLK CONTACTOR 65A 30KW AC3 110VAC | 205.97
LC1D65AM7 | 3P EVLK CONTACTOR 65A 30KW AC3 220VAC | 205.97
LC1D80004M5 | 4P CONTACTOR 125A AC-1 220VAC COIL | 392.02
LC1D80004M7 | 4P CONTACTOR 125A AC-1 220VAC COIL | 392.02
LC1D80008M7 | 4P CONT 125A AC-1 (2NO 2NC) 220VAC COIL | 343.79
LC1D80B5 | CONTACTOR 50HZ | 241.6
LC1D80M5 | CONTACTOR | 241.6
LC1D95B5 | CONTACTOR | 283.09
LC1D95M5 | POWER CONTACTOR-LC1-D95 95A 220VAC 3P | 283.1
LC1DT20M7 | 4P CONTACTOR 20A AC-1 220VAC COIL | 51.24
LC1DT25M7 | 4P CONTACTOR 25A AC-1 220VAC COIL | 54.33
LC1DT32M7 | 4P CONTACTOR 32A AC-1 220VAC COIL | 72.53
LC1DT40M7 | 4P CONTACTOR 40A AC-1 220VAC COIL | 108.16
LC1DT60AM7 | 4 POLE EVERLINK CONTACTOR AC1 415V 60 A | 167.85
LC1DT80AM7 | 4 POLE EVERLINK CONTACTOR AC1 415V 80 A | 251.28
LC1K0610B7 | 3P CONTACTOR 6A AC3 2.2KW 1NO 24VAC | 27.99
LC1K0610M7 | CONT 6A AC3 2.2KW 1NO 220VAC COIL | 27.99
LC1K09004M7 | Contact LC1K 4P AC1 440V 20 A coil 220 t | 33.75
LC1K09008M7 | CONTACTOR | 29.53
LC1K0910B7 | CONTACTOR 9A AC3 4KW 1NO 24VAC COIL | 31.67
LC1K0910M7 | CONTACTOR 9A AC3 4KW 1NO 220VAC COIL | 28.91
LC1K1210B7 | CONT 12A AC3 5.5KW 1NO AUX 24VAC COIL | 31.42
LE1D09Q7 | ENCLOS 1S 09A 380V 50/60 | 93.9
LE1D12M7 | ENCLOS 1S 12A 220V 50/60 | 100.57
LE1D12Q7 | ENCLOS 1S 12A 380V 50/60 | 100.57
LE1D18M7 | ENCLOS 1S 18A 220V 50/60 | 139.62
LE1D18Q7 | ENCLOS 1S 18A 380V 50/60 | 139.62
LE1D25Q7 | ENCLOS 1S 25A 380V 50/60 | 182.72
LE1M35M710 | STARTER | 83.32
LE1M35M714 | STARTER | 83.32
LE1M35M721 | STARTER | 96.35
LE1M35Q708 | STARTER | 84.87
LE1M35Q710 | STARTER | 84.73
LE1M35Q712 | STARTER | 84.73
LE1M35Q714 | STARTER | 91.75
LE1M35Q716 | STARTER | 101.96
LE1M35Q721 | STARTER | 92.14
LE1M35Q722 | STARTER | 93.53
LGY410028 | SCREW DISTRIBUTION BLOCK 4P 100A 28HOLES | 34.67
LGY412548 | SCREW DISTRIBUTION BLOCK 4P 125A 48HOLES | 38.52
LGY412560 | SCREW DISTRIBUTION BLOCK 4P 125A 60HOLES | 52.57
LGY416048 | SCREW DISTRIBUTION BLOCK 4P 160A 48HOLES | 93.62
LR2K0306 | TESYS K OVERLOAD RELAY CL10 0.8 - 1.2A | 40.86
LR2K0307 | TESYS K OVERLOAD RELAY CL10 1.2 - 1.8A | 40.86
LR2K0308 | TESYS K OVERLOAD RELAY CL10 1.8 - 2.6A | 40.86
LR2K0316 | TESYS K OVERLOAD RELAY CL10 8 - 11.5A | 40.86
LR2K0322 | ARELAY | 43.98
LR9D5369 | THERMAL OVERLOAD RELAY | 387.32
LRD01 | TESYS D THERMAL OVERLOAD 0.1-0.16A CL10A | 46.3
LRD02 | TESYS D THERAL OVERLOAD 0.16-0.25A CL10A | 46.3
LRD03 | TESYS D THERMAL OVERLOAD 0.25-0.4A CL10A | 46.3
LRD04 | TESYS D THERMAL OVERLOAD 0.4-0.63A CL10A | 46.3
LRD05 | TESYS D THERMAL OVERLOAD 0.63-1.0A CL10A | 46.3
LRD06 | TeSys THERMAL OVERLOAD 1.0-1.7A CL10A | 46.3
LRD07 | TESYS D THERMAL OVERLOAD 1.6-2.5A CL10A | 46.3
LRD08 | TESYS D THERMAL OVERLOAD 2.5-4.0A CL10A | 46.3
LRD10 | TESYS D THERMAL OVERLOAD 4.0-6.0A CL10A | 46.3
LRD12 | TESYS D THERMAL OVERLOAD 5.5-8.0A CL10A | 46.3
LRD14 | TESYS D THERMAL OVERLOAD 7.0-10A CL10A | 46.3
LRD16 | TeSys THERMAL OVERLOAD 9-13A CL10A | 46.3
LRD21 | TESYS D THERMAL OVERLOAD 12-18A CL10A | 51.04
LRD22 | TESYS D THERMAL OVERLOAD 16-24A CL10A | 53.4
LRD313 | THERMAL OVERLOAD 9-13A CL10A EVERLINK | 89.08
LRD318 | THERMAL OVERLOAD 12-18A CL10A EVERLINK | 92.03
LRD32 | TESYS D THERMAL OVERLOAD 23-32A CL10A | 90.95
LRD325 | THERMAL OVERLOAD 17-25A CL10A EVERLINK | 98.68
LRD332 | THERMAL OVERLOAD 23-32A CL10A EVERLINK | 104.31
LRD3322 | THERMAL OVERLOAD 17-25A FITS LC1D80-D95 | 137.61
LRD3353 | THERMAL OVERLOAD 23-32A FITS LC1D80-D95 | 131.9
LRD3355 | THERMAL OVERLOAD 30-40A FITS LC1D80-D95 | 133.89
LRD3357 | THERMAL OVERLOAD 37-50A FITS LC1D80-D95 | 147.84
LRD3359 | THERMAL OVERLOAD 48-65A FITS LC1D80-D95 | 137.91
LRD3361 | THERMAL OVERLOAD 55-70A FITS LC1D80-D95 | 139.79
LRD3363 | THERMAL OVERLOAD 63-80A FITS LC1D80-D95 | 177.58
LRD3365 | THERMAL OVERLOAD 80-104A FITS D115-D150 | 177.58
LRD340 | THERMAL OVERLOAD 30-40A CL10A EVERLINK | 106.24
LRD35 | TESYS D THERMAL OVERLOAD 30-38A CL10A | 92.61
LRD350 | THERMAL OVERLOAD 37-50A CL10A EVERLINK | 114.41
LRD365 | THERMAL OVERLOAD 48-65A CL10A EVERLINK | 119.28
LRD4365 | OVERLOAD RELAY 80-104 | 186.12
LRD4367 | OVERLOAD RELAY 95-120 | 205.07
LRD4369 | OVERLOAD RELAY 110-140A | 202.05
LUB32 | SCREW CLAMP BASE 32A | 259.85
LUCA12FU | STD CONTROL 3-12A 110-240V | 123.71
LUCA1XFU | STD CONTROL 0.35-1.4A 110-240V | 111
LUCA32FU | STD CONTROL 8-32A 110-240V | 147.19
LUFN11 | AUXILIARY CONTACT MOD 1NO 1NC | 26.22
LV428941 | EXTENDED FRONT ROT. HANDLE INS 40A TO 16 | 49.03
LV429242 | 3 Steel Connectors (1X 1.5-95MM2) | 18.4
LV429243 | 4 Steel connectors (1X 1.5-95MM2) | 25.09
LV429248 | 3 Connectors (6X 1.5-35MM2) PH Barriers | 101.36
LV429249 | 4 CONNECTORS 6X 1.5-35MMA PH BARRIERS | 117.79
LV429259 | 3 Connectors (1X 120-185MM2) | 53.82
LV429260 | 4 Connectors (1X 120-185MM2) | 66.95
LV429272 | 9 WIRE AUXILIARY CONNECTORS NSX100 630 | 91.83
LV429273 | 1X 9 WIRE FIXED CONNECTOR FOR BASE | 41.32
LV429274 | 1X 9 WIRE MOVING CONNECTOR FOR BREAKER | 33.44
LV429275 | 1 SUPPORTFOR 2 MOVING CONNECTORS | 16.13
LV429289 | COMPACT PLUG IN BASE KIT 3P | 242.88
LV429329 | 6 INTERPHASE BARRIERS INV INS NSX100 25 | 17.02
LV429359 | ACCESSORY FOR SOURCECHANGEOVER SWITCH DO | 909.31
LV429387 | MX 220-240V50/60HZ 208-277V60HZ SHT | 82.59
LV429393 | MX 125V DC SHUNT RELEASE | 87.33
LV429407 | MN 220-240V50/60HZ 208-277V60HZ UVR | 122.36
LV429410 | MN 24V DC UNDERVOLTAGE RELEASE | 122.36
LV429434 | 220 240V 50 60HZ 208 277V 60HZ MT100 160 | 482.06
LV429436 | 24 30V DC MT100 160 | 601.7
LV429488 | Vigi 200-440V 3P for NSX100/160 | 510.85
LV429489 | Vigi 200-440V 4P for NSX100/160 | 640.43
LV429493 | Vigi 200-440V 4P for NSX250 | 771.28
LV429515 | 1 3P SHORT TERMINAL SHIELD | 14.05
LV429516 | 1 4P SHORT TERMINAL SHIELD | 16.74
LV429517 | 1 3P LONG TERMINAL SHIELD | 15.7
LV429518 | 1 4P LONG TERMINAL SHIELD | 18.27
LV432465 | Vigi 200-440V 4P for NSX400/630 | 845.15
LV432475 | 2 SHORT REAR CONNECTIONS | 66.23
LV432480 | 4 1X 35-300MM2 CONNECTORS PH BARRIERS I | 120.26
LV432481 | 3 2X 35-240MMA² CONNECTORS PH BARRIERS | 154.62
LV432482 | 4 2X 35-240MMA CONNECTORS PH BARRIERS | 213.64
LV432490 | 3P SPREADER 52.5MM PH BARRIERS INV/IN | 67.38
LV432517 | 4P PLUG-IN BASE | 487.43
LV432518 | 2 PINS FOR PLUG IN BASE | 41.7
LV432520 | SAFETY TRIP INTERLOCK LINK | 18.66
LV432523 | 1X 9 WIRE MOVING CONNECTOR FOR BREAKER | 29.7
LV432525 | 1 SUPPORT FOR 3 MOVING CONNECTORS | 17.12
LV432532 | CHASSIS SIDE PLATE FOR PLUG IN BASE 3 4P | 224.22
LV432533 | CHASSIS CIRCUIT BREAKER SIDE PLATE 3 4P | 83.22
LV432538 | COMPACT PLUG IN BASE KIT 3P | 561.95
LV432539 | COMPACT PLUG IN BASE KIT 4P | 718.87
LV432541 | VIGICOMPACT PLUG IN KIT 4P | 904.1
LV432570 | 6 INTERPHASE BARRIERS INV INS NSX400 63 | 25.86
LV432584 | CB PLUG IN BASE CONNECTION ADAPTER 1 | 25.86
LV432585 | 1 CONNECTIONS ADAPTER 4P FOR PLUG IN BAS | 33.26
LV432591 | 1 3P SHORT TERMINAL SHIELD. | 14.3
LV432592 | 1 4P SHORT TERMINAL SHIELD | 19.63
LV432593 | 1 3P LONG TERMINAL SHIELD | 27.45
LV432594 | 1 4P LONG TERMINAL SHIELD | 33.74
LV432631 | FIXED LOCKING DEVICE FOR 3 PADLOCKS | 50.76
LV432641 | 220 240V 50 60HZ 208 277V 60HZ MT400 630 | 1084.69
LV434063 | Input/Output Interface for LV breaker | 858.81
LVS03001 | W600 MODULAR DEVICE RAIL PRISMA G | 17.73
LVS03203 | MODULAR FRONT PLATE W600/W650 3M | 33.56
LVS03204 | MODULAR FRONT PLATE W600/W650 4M | 36.67
LVS03220 | BLANKING STRIP L1000 | 7.91
LVS03401 | W650 MODULAR DEVICE RAIL PRISMA P | 18.7
LVS03803 | PLAIN FRONT PLATE W600/W650 3M | 21.04
LVS04053 | LINERGY BS 4P MULTISTAGE BB 250A 52HOLES | 186.17
LVS04054 | LINERGY BS 4P MULTISTAGE BB 400A 52HOLES | 284.29
LVS04055 | LINERGY BS 4P MULTISTAGE BB 630A 52HOLES | 306.38
LVS04163 | 4 THREADED BARS 400A L1000/LINERGY BS BB | 245.48
LVS04200 | EARTH BAR 35²/40 CLAMPS L450 LINERGY TB | 50.64
LVS04752 | INSULATED FLEX.BAR 32X6 L1800 | 206.44
LVS08107 | WALL-MOUNTED ENCL.W600 21M PRISMA G IP30 | 456.26
LVS08137 | TRANSP.DOOR G IP30 W600 21M | 238.91
LVS08305 | WALL-MOUNTED ENCL.W600 19M PRISMA G IP55 | 437.55
LVS08315 | EXT.ENCL G IP55 W600 19M | 306.15
LVS08335 | TRANSP.DOOR+FRAME G IP55 W600 19M | 373.46
LVS08546 | TRANSP.DOOR P IP55 W650 | 870.52
LVS08566 | HINGED FR.PLATE SUP.FRAME W650 | 263.88
LVS08606 | PRISMA P FRAMEWORK W650 D600 | 852.16
LVS08656 | IP55 PLAIN ROOF W650 D600 | 117.36
LVS08686 | IP55 PLAIN GL.PL.W650 D600 | 148.97
LVS08717 | SIDE/SIDE COMBI.IP55 SEAL.KIT | 111.09
LVS08746 | IP55 REAR PANEL W650 | 336.84
LVS08903 | 12 ADHESIVE LABEL HOLDERS 24x432 | 60.66
LX1D6B7 | COIL OLD D40-D95 24V 50/60HZ | 40.91
LX1D6E7 | COIL OLD D40-D95 48VAC 50/60HZ | 40.26
LX1D6F5 | COIL OLD D40-D95 110VAC 50HZ | 40.12
LX1D6F7 | BOBINA 110V 50/60HZ | 37.46
LX1D6M5 | COIL OLD D40-D95 220VAC 50HZ | 40.12
LX1D6M7 | BOBINA 220V 50/60HZ | 40.67
LX1D8B7 | COIL 24V 50 60HZ FOR CONTACTOR | 93.49
LX1D8E7 | COIL FOR CONTACTOR | 93.43
LX1D8M5 | COIL FOR CONTACTOR | 73.03
LX1D8M7 | COIL FOR CONTACTOR | 106.64
LX1D8Q5 | BOBINE 380V 50HZ | 70.33
LX1FK220 | COIL LX1F 220 TO 230 V AC AT 40 AND400HZ | 395
LX1FL220 | BOBINA CA 220V | 520.74
LX1FX220 | COIL LX1F 220 TO 240 V AC AT 40 AND400HZ | 814.66
LXD1B7 | COIL FOR D09-D38/CAD 24VAC 50/60HZ | 24.11
LXD1E7 | COIL FOR D09-D38/CAD 48VAC 50/60HZ | 24.11
LXD1F7 | COIL FOR D09-D38/CAD 110VAC 50/60HZ | 24.11
LXD1M7 | COIL FOR D09-D38/CAD 220VAC 50/60 HZ | 24.11
LXD1Q7 | COIL OF CONTACTOR | 24.11
LXD3B7 | D40A-D65A SPARE PART COIL 24VAC | 58.7
LXD3E7 | D40A-D65A SPARE PART COIL 48VAC | 58.7
LXD3F7 | D40A-D65A SPARE PART COIL 110VAC | 61.51
LXD3M7 | D40A-D65A SPARE PART COIL 220VAC | 61.51
LXD3Q7 | D40A-D65A SPARE PART COIL 380VAC | 61.51
METSECT5CC005 | CT tropi. DIN 50 5 cables d. 21 | 36.72
METSECT5CC010 | CT tropi. DIN 100 5 cables d. 21 | 36.72
METSECT5CC015 | CT tropi. DIN 150 5 cables d. 21 | 36.72
METSECT5CC020 | CT tropi. DIN 200 5 cables d. 21 | 36.72
METSECT5DA080 | CT Solid core 32x65mm bar 800x5A CTR | 88.08
METSECT5DA100 | CT Solid core 32x65mm bar 1000x5A CTR | 114.49
METSECT5DA150 | CT Solid core 32x65mm bar 1500x5A CTR | 81.78
METSECT5DB200 | CT Solid core 38x127mm bar 2000x5A CTR | 137.23
METSECT5DB250 | CT Solid core 38x127mm bar 2500x5A CTR | 155.56
METSECT5DC400 | CT Solid core 52x127mm bar 4000x5A CTR | 174.39
METSECT5MB040 | CT Solid core 26mm dia or bar 400x5A CTR | 37.83
METSECT5MC025 | CT Solid core 32mm dia or bar 250x5A CTR | 44.6
METSECT5MC060 | CT Solid core 32mm dia or bar 600x5A CTR | 46.21
METSECT5MD060 | CT Solid core 40mm dia or bar 600x5A CTR | 59.87
METSEPM2120 | EASYLOGIC VAF P AND E RS485 15THHAR CL 1 | 278.37
METSEPM2130 | PM2130 Power meter Cl 0.5S RS485 | 340.45
METSEPM2220 | PM2220 Power meter Cl 1.0 RS485 | 302.47
METSEPM2230 | EASYLOGIC VAF P AND E RS485 31STHAR CL 0 | 368.07
METSEPM2KANLGIO11 | PM2K1AI1AO extendable module for PM2x30 | 80.92
METSEPM2KDGTLIO22 | EASYLOGIC PM2X30 DIGITAL IO MODULE 2-IO | 107.91
METSEPM3200 | PM3200 CT operated Cl 0.5S Power meter | 358.89
METSEPM3250 | PM3250 CT op Cl 0.5S Power meter RS485 | 361.36
METSEPM5111 | PM5111 Power meter MID 15thHar 0.5S RS48 | 619.95
METSEPM5560 | PM5560 Power meter 63rd 0.2S 8MT RS Ethe | 1298.67
METSEPM8240 | PowerLogic PM8240 - écran intégré | 3730.38
MIP10104T | MODULAR ENCL MINIPRAGMA 1R 4M SURF TD WI | 14.28
MIP10108T | MODULAR ENCL MINIPRAGMA 1R 8M SURF TD WI | 17.25
MIP10112T | MODULAR ENCL MINIPRAGMA 1R 12M SURF TD W | 23.42
MIP10212T | MODULAR ENCL MINIPRAGMA 2R 12M SURF TD W | 43.01
MIP12108T | Resi9 MP Surface 1R 8M Grey door 2TB | 30.62
MIP12112T | MODULAR ENCL MINIPRAGMA 1R 12M SURF TD W | 31.06
MIP12118S | MODULAR ENCL MINIPRAGMA 1R 18M SURF SD W | 63.79
MIP12118T | MODULAR ENCL MINIPRAGMA 1R 18M SURF TD W | 48.2
MIP12212 | MODULAR ENCL MINIPRAGMA 2R 12M SURF FD W | 51.6
MIP12212S | MODULAR ENCL MINIPRAGMA 2R 12M SURF SD W | 60.7
MIP12212T | MODULAR ENCL MINIPRAGMA 2R 12M SURF TD W | 51.6
MIP12312T | MODULAR ENCL MINIPRAGMA 3R 12M SURF TD W | 81.85
MIP22108T | MODULAR ENCL. MINIPRAGMA 1R 8M FLUSH TD | 30.62
MIP22112S | MODULAR ENCL MINIPRAGMA 1R 12M FLUSH SD | 43.12
MIP22112T | MODULAR ENCL. MINIPRAGMA 1R 12M FLUSH TD | 31.06
MIP22118S | MODULAR ENCL MINIPRAGMA 1R 18M FLUSH SD | 64.61
MIP22118T | MODULAR ENCL. MINIPRAGMA 1R 18M FLUSH TD | 48.2
MIP22212S | MODULAR ENCL MINIPRAGMA 2R 12M FLUSH SD | 70.22
MIP22212T | Resi9 MP Flush 2R 12M Grey door 2TB | 51.6
MIP22312S | MODULAR ENCL MINIPRAGMA 3R 12M FLUSH SD | 88.28
MIP22312T | MODULAR ENCL. MINIPRAGMA 3R 12M FLUSH TD | 85.94
PKE16M423 | Wander plug PK PratiKa screw 16A IP44 | 6.34
RE17LAMW | ON DELAY TIMER 24 240 VAC | 48.33
RE17LCBM | OFF DELAY TIMER 24 240VAC | 43.7
RE17LHBM | TIMER FUNC H SOLID STATE OUTPT 24 240VAC | 42.65
RE17RAMU | TIMER FUNC A AT 1C O 24VAC DC 240VAC | 40.71
RE17RCMU | TIMER FUNC C 1C O 24VAC DC 240VAC | 37.61
RE17RLMU | TIMER FUNC L LI 1C O 24VAC DC 240VAC | 40.67
RE17RMMU | MULTIFUNC TIMER 1C O 24VAC DC 240VAC | 59.44
RE17RMMW | MULTIFUNC TIMER 1C O 12 240VAC DC | 56.9
RE22R1AMR** | On Delay Timer | 85.95
RE22R1CMR** | Off Delay Timer | 83.48
RE22R1DMR | Flashing Timer Relay | 88.64
RE22R1KMR | Off Delay Timer Relay | 69.6
RE22R1MYMR | Multifunction Timer Relay | 71.14
RE22R1QCMU | Star-delta Timer Relay | 45.73
RE22R2ACMR | On Delay Timer | 71.14
RE22R2AMR | Tempo. Retardo a la conexi? | 96.01
RE22R2MYMR | TEMPO AL TRABAJ 24VDC/24..240VAC RELÉ | 86.96
REXL2TMBD | MINI PLUG-IN TIMER 2C/O 24VDC | 41.15
REXL2TMP7 | MINI PLUG-IN TIMER 2C/O 240VAC | 41.15
REXL4TMBD | MINI PLUG-IN TIMER 4C/O 24VDC | 46.96
REXL4TMP7 | MINI PLUG TIMER | 46.96
RGZE1S35M | Bases 1CO Terminales separados con estri | 4.46
RGZE1S48M | Base 2CO Terminales separados con estrib | 5.65
RM17TA00 | PH ROT.FAILURE 208-480VAC ASYMM | 100.47
RM17TG20 | REL. FASE ORDEN Y PRESENCIA 208..480VAC | 56.6
RM17UB310 | OV AND UV 3PH 220-480VAC BET 2PH 1C/O | 93.17
RM17UBE15 | OV/UV 65..260V ACDC 110-240VAC/DC 1C/O | 104.91
RM22TR33 | 3 PHASE VOLTAGE CONTROL RELAY RM22-TR - | 118.97
RM35HZ21FM | FREQUENCY RELAY 40-60HZ 12-277VAC | 113.81
RM35JA31MW | OC OR UC RELAY 2..500MA 24-240VAC/DC | 80.26
RM35JA32MR | CURRENT CONTROL RELAY RM35-JA - RANGE 0, | 137.63
RM35JA32MW | OC OR UC RELAY 150MA-15A 24-240VAC/DC | 113.96
RM35LM33MW | MULTIFUNC LEV CONTRL RESIST 24-240VAC/DC | 100.86
RM35TF30 | MLTIFUNC PH CNTRL 220 480VA PHFAIL ROT | 131.43
RM35UA13MW | REL. SOBRE O SUB TENSION 15..600V | 93.62
RM35UB3N30 | 3PH OV AND UV RLY 220-480VAC BET PH AND | 132.72
RSB2A080B7 | PCB RELAY 2C/O 8A 24VAC | 7.83
RSB2A080BD | PCB RELAY 2C/O 8A 24VDC | 4.41
RSB2A080JD | PCB RELAY 2C/O 8A 12VDC | 4.13
RSB2A080M7 | PCB RELAY 2C/O 8A 220VAC | 8.21
RSB2A080P7 | PCB RELAY 2C/O 8A 230VAC | 7.84
RSZE1S48M | BASE 12A 2 NANC 3.5MM | 4.23
RUMC31B7 | 3CO 10A Relay Cylind +LTB-LED 24VAC | 12.75
RUMC31BD | REL# UNIV.3NANC 10A 24VDC | 12.75
RUMC31JD | 3CO 10A Relay Cylind +LTB-LED 12VDC | 12.75
RUMC31MD | 3CO 10A Relay Cylind +LTB-LED 220VDC | 12.17
RUMC31P7 | REL# UNIV.3NANC 10A 230VAC | 13.42
RUW101MW | MULTIFUNCTION TIMER FOR RUM RELAYS | 70.34
RUZC3M | BASE UNDECAL - E/S MEZC (PARA RUMC3*) | 4.84
RXG22BD | 2CO 5A Relay +LTB+LED 24VDC | 8.25
RXM2AB1BD | MINIATURE RELAY 2C/O 24VDC | 6.95
RXM4AB1B7 | MINIATURE RELAY 4C/O 24VAC | 6.69
RXM4AB1BD | REL?MINIATURA 6A 4NANC 24VDC | 7.4
RXM4AB1E7 | MINIATURE RELAY 4C/O 48VAC | 10.56
RXM4AB1F7 | REL# MINIATURA 6A 4NANC 120VAC | 9.19
RXM4AB1JD | MINIATURE RELAY 4C/O 12VDC | 6.8
RXM4AB1P7 | MINIATURE RELAY 4C/O 230VAC | 7.6
RXZE2M114 | MIXED SOCKET SCREW CALMP FOR RXM2/4 | 4.28
RXZE2S108M | SEPARATED CONN SOCKET FOR RXM2 | 4.46
RXZE2S111M | BASE RXM3, E S SEPARAD, Tornillo | 4.66
SR2A101BD | SR 10 I/O REL. 24VDC DISPL W/O CLK | 206.41
SR2A101FU | SR 10 I/O REL. 100-240VAC DISPL W/O CLK | 206.23
SR2A201BD | SR 20 I/O REL. 24VDC DISPL W/O CLK | 283.89
SR2B121BD | SR 12 I/O REL. 24VDC DISPL & CLK | 219.29
SR2B121FU | SR 12 I/O REL. 100-240VAC DISPL & CLK | 244
SR2B121JD | SR 12 I/O REL. 12VDC DISPL & CLK | 238.79
SR2B201BD | SR 20 I/O REL. 24VDC DISPL & CLK | 323.54
SR2B201FU | SR 20 I/O REL. 100-240VAC DISPL & CLK | 333.53
SR2B202BD | SR 20 I/O TRANSISTOR 24VDC DISPL & CLK | 318.35
SR2CBL01 | SERIAL CABLE TO CONNECT SR / PC | 86.65
SR2CBL06 | USB/SERIAL ADAPTER | 100.17
SR2COM01 | MODEM COM. INTERFACE FOR SR | 235.38
SR2D101BD | SR 10 I/O REL. 24VDC W/O DISPL/CLK | 170.23
SR2D101FU | SR 10 I/O REL. 100-240VAC W/O DISPL/CLK | 182.28
SR2D201BD | SR 20 I/O REL. 24VDC W/O DISPL/CLK | 266.13
SR2E121BD | SR 12 I/O REL. 24VDC CLK W/O DISPL | 182.12
SR2E121FU | SR 12 I/O REL. 100-240VAC CLK W/O DISPL | 188.12
SR2E201BD | SR 20 I/O REL. 24VDC CLK W/O DISPL | 274.2
SR2E201FU | SR 20 I/O REL. 100-240VAC CLK W/O DISPL | 282.05
SR2USB01 | USB CABLE TO CONNECT SR AND PC | 110.43
SR3B261B | SR 26 I/O REL. 24VAC DISPL & CLK | 444.44
SR3B261BD | SR 26 I/O REL. 24VDC DISPL & CLK | 410.17
SR3B261FU | SR 26 I/O REL. 100-240VAC DISPL & CLK | 390.05
SR3B261JD | SR 26 I/O REL. 12VDC DISPL & CLK | 389.26
SR3MBU01BD | MODBUS EXTENSION FOR 24VDC SMART RELAY | 160.32
SR3NET01BD | ETHERNET EXTENSION FOR 24VDC SMART RELAY | 233.02
SR3XT101B | 10 I/O REL. EXTENSION FOR 24VAC SR | 105.96
SR3XT101BD | 10 I/O REL. EXTENSION FOR 24VDC SR | 101.81
SR3XT101FU | 10 I/O REL. EXTENSION FOR 100-240VAC SR | 101.81
SR3XT101JD | 10 I/O REL. EXTENSION FOR 12VDC SR | 105.96
SR3XT141B | 14 I/O REL. EXTENSION FOR 24VAC SR | 148.03
SR3XT141BD | 14 I/O REL. EXTENSION FOR 24VDC SR | 140.97
SR3XT141FU | 14 I/O REL. EXTENSION FOR 100-240VAC SR | 145.04
SR3XT141JD | 14 I/O REL. EXTENSION FOR 12VDC SR | 148.03
SR3XT43BD | 4 ANALOG I/O EXTENSION FOR 24VDC SR | 221
SR3XT61B | 6 I/O REL. EXTENSION FOR 24VAC SR | 81.32
SR3XT61BD | 6 I/O REL. EXTENSION FOR 24VDC SR | 80.4
SR3XT61JD | 6 I/O REL. EXTENSION FOR 12VDC SR | 82.15
SZ1RV1202 | POTENTIOMETER | 99.8
TCSMCNAM3M002P | USB RJ45 ADAPTER | 134.54
TM221C24R | CONTROLLER M221-24IO Relay Compact | 528.79
TM221C24T | CONTROLLER M221-24IO Tr.PNP Compact | 528.79
TM221CE24R | CONTROLLER M221-24IO Relay Ethernet Com. | 666.67
TM221CE24T | CONTROLLER M221-24IO Tr.PNP Ethernet Com | 534.67
TM221CE40R | CONTROLLER M221-40IO Relay Ethernet Com. | 867.78
TM221CE40T | CONTROLLER M221-40IO Tr.PNP Ethernet Com | 695.06
TM3AI4 | MODULE TM3-4 ANALOG INPUTS | 264.21
TM3AI8 | MODULE TM3-8 ANALOG INPUTS | 330.26
TM3AM6 | Module TM3 - 4 AI 2 AO | 368.01
TM3DI16 | MODULE TM3-16 INPUTS | 226.47
TM3DI16G | MODULE TM3-16 INPUTS SPRING | 226.47
TM3DI32K | MODULE TM3-32 INPUTS HE10 | 311.4
TM3DM24R | MODULE TM3-24 IO RELAYS | 311.4
TM3DM24RG | MODULE TM3-24 IO RELAYS SPRING | 311.4
TM3DQ16RG | MODULE TM3-16 OUT RELAYS SPRING | 245.35
TM3DQ32TK | MODULE TM3-32 OUT TR.PNP HE10 | 311.4
TM3TI8T | MODULE TM3-8 INPUTS TEMPERATURE | 349.13
TMC2AQ2C | CARTRIDGE M221-2-ANALOG CURRENT OUTPUT | 105.13
TMC2AQ2V | CARTRIDGE M221-2 ANALOG VOLTAGE OUTPUT | 105.13
TWDFCW30K | 3M CABLE,CNTR FOR EXTENSION, FREE WIRE | 42.8
VBF2GE | 32A MAIN SWITCH IN ENCLOS | 101.88
VCF01GE | 16A MAIN EMERG SWIT ENCLO | 55.47
VCF0GE | 20A MAIN EMERG SWIT ENCLO | 58.48
VCF1GE | 25A MAIN EMERG SWIT ENCLO | 63.37
VCF2GE | 32A MAIN EMERG SWIT ENCLO | 75.84
VCF3GE | SWITCH ENCLOSURE PVC | 118.4
VCF4GE | ASWITCH ENCLOSURE PVC | 138.02
VW3A1104R30 | 3M CABLE FOR REMOTE GRAPHIC TERMINAL | 50.48
VW3A1112 | DOOR MOUNTING KIT FOR GRAPHIC KEYPAD | 161.75
VZ11 | NEUTRAL MODULE 40A | 20.17
XA2EA31 | PB,FLUSH,GREEN,1NO | 3.77
XA2EA42 | PB,FLUSH,RED1NC | 3.77
XA2ED21 | SS,2 POSITION,1NO(SHORT) | 4.89
XA2ED33 | SS,3 POSITION,2NO(SHORT) | 6.33
XA2ES542 | ES,TURN TO RELEASE,DIA40,RED,1NC | 5.19
XA2EVM3LC | Medium XA2 Pilot Light,220v AC,Green | 3.39
XA2EVM4LC | Medium XA2 Pilot Light,220v AC,Red | 3.39
XA2EVM5LC | Medium XA2 Pilot Light,220v AC,Ambar | 3.39
XA2EVM6LC | Medium XA2 Pilot Light,220v AC, Blue | 3.39
XACA08 | PUSHBUTTON STATION | 68.45
XACA12 | EMPTY PENDANT CONTROL STATION XACA 12 OP | 78.89
XACA2713 | PENDANT STATION XACA 2 PUSH BUT TO NS 1 | 75.44
XACA471 | PENDANT STATION XACA 4 PUSH BUT TO NS | 98.73
XACA4913 | PENDANT STATION XACA 4 PUSH BUT TO NS 1 | 207.95
XACA9411 | ROUND HEAD FOR PUSHBUT TO N SPRING RETUR | 4.04
XACA9412 | PULSADOR NEGRO | 4.04
XACA9413 | ROUND HEAD FOR PUSHBUT TO N SPRING RETUR | 4.23
XACA9414 | ROUND HEAD FOR PUSHBUT TO N SPRING RETUR | 4.23
XALD01 | 1 P.B EMPTY CONT. BOX | 13.43
XALD02 | CAJA VACIA 2 TALADROS | 17.72
XALD03 | 3 P.B EMPTY CONT. BOX | 21.17
XALD05 | 5 P.B EMPTY CONT. BOX | 36.77
XALD144 | SELECTOR SWITCH CONT. BOX | 39.41
XALD213 | 2 PUSH BUTTONS CONT. BOX | 36.45
XALD215 | 2 PUSH BUTTONS CONT. BOX | 36.45
XALD311 | 3 PUSH BUTTONS CONT. BOX | 55.93
XALD324 | 3 PUSH BUTTONS CONT BOX | 50.97
XALK178 | CONTROL STATION EMERGENCY STOP FUNCTION | 22
XB4BA21 | PUSHBUTTON | 10.99
XB4BA31 | PUSHBUTTON | 10.63
XB4BA42 | PUSHBUTTON | 10.99
XB4BA51 | PUSHBUTTON | 10.99
XB4BA61 | PUSHBUTTON | 10.99
XB4BD21 | BLACK SELEC TO R SWITCH DIAM 2 | 14.15
XB4BD25 | BOTON GIRATORIO | 18.05
XB4BD33 | BLACK SELEC TO R SWITCH DIAM 2 | 17.13
XB4BD53 | SELECTOR 3POS.NA+NA MAN.CORTA | 21.1
XB4BG03 | BLACK SELEC TO R SWITCH DIAM 22 KEYLOCK | 38.66
XB4BG33 | BLACK SELEC TO R SWITCH DIAM 22 KEYLOCK | 39.15
XB4BG41 | BLACK SELEC TO R SWITCH DIAM 22 KEYLOCK | 33.34
XB4BG61 | SELECTOR 2POS.NA | 35.68
XB4BJ21 | BLACK SELEC TO R SWITCH DIAM 2 | 16.34
XB4BJ33 | BLACK SELEC TO R SWITCH DIAM 2 | 20.4
XB4BJ53 | BLACK SELEC TO R SWITCH DIAM 2 | 22.68
XB4BK123B5 | GREEN ILLUMINATED SELEC TO R SWITCH DIAM | 30.94
XB4BK124B5 | SEL.LUM.LED 24V NA+NC | 30.11
XB4BK125B5 | YELLOW ILLUMINATED SELEC TO R | 30.94
XB4BK125M5 | SEL.LUM.LED 230V NA+NC AMAR. | 39.09
XB4BL73415 | COMPLETE METAL DOUBLE HEADED PUSHBUTTONS | 23.87
XB4BP21 | PUSHBUTTON | 15.47
XB4BP42 | PUSHBUTTON | 15.47
XB4BS8442 | D40 EMERGENCY STOP TTR HEAD | 23.74
XB4BS8445 | RED EMERGENCY STOP TRIGGER ISO13850 TURN | 28.83
XB4BS9445 | RED EMERGENCY STOP TRIGGER ISO | 44.43
XB4BT845 | PULS. SETA PARADA EMERG.C/FRAUDES | 31.72
XB4BVB3 | 24 V LED PILOT LIGHT BODY | 14.98
XB4BVB4 | PILOTO LUM LED 24VCA/CC ROJO | 14.98
XB4BVB5 | PILOTO LUM. LED 24V AMARILLO | 14.98
XB4BVM1 | PILOT LIGHT | 18.3
XB4BVM3 | PILOT LIGHT | 18.3
XB4BVM4 | PILOT LIGHT | 20.63
XB4BVM5 | PILOT LIGHT | 20.63
XB4BVM6 | 230V LED PILOT LIGHT BODY | 20.76
XB4BW31B5 | ILLUMINATED PUSHBUTTON | 27.11
XB4BW31M5 | IMMUMINATED PUSHBOTTON | 36.54
XB4BW33B5 | ILLUMINATED PUSHBUTTON | 27.62
XB4BW33M5 | ILLUMINATED PUSHBUTTON | 37.22
XB4BW34B5 | ILLUMINATED PUSHBUTTON | 27.62
XB4BW34M5 | ILLUMINATED PUSHBUTTON | 37.22
XB4BW35B5 | ILLUMINATED PUSHBUTTON | 27.72
XB4BW35M5 | ILLUMINATED PUSHBUTTON | 37.39
XB4BW73731B5 | COMPLETE METAL DOUBLE HEADED PUSHBUTTONS | 31.95
XB4BW73731M5 | COMPLETE METAL DOUBLE HEADED PUSHBUTTONS | 40.25
XB5AA21 | PUSHBUTTON | 9.41
XB5AA31 | PUSHBUTTON | 9.41
XB5AA61 | PUSHBUTTON | 9.41
XB5AD21 | BLACK SELEC TO R SWITCH DIAM 2 | 13.43
XB5AD33 | BLACK SELEC TO R SWITCH DIAM 2 | 16.1
XB5AD53 | SELECTOR SWITCH | 18.15
XB5AS8442 | EMERGENCY STOP | 21.43
XB5AS8445 | EMERGENCY STOP | 17.91
XB5AW33B5 | ILLUMINATED PUSHBUTTON | 22.79
XB5AW33M5 | ILLUMINATED PUSH BUTTON | 30.9
XB5AW34B5 | ILLUMINATED PUSHBUTTON | 22.79
XB5AW35B5 | ILLUMINATED PUSHBUTTON | 22.68
XB5KSB | DIA 22 80 DB BUZZER | 92.96
XB5RMA04 | PACK XB5R HANDY TRANSMITTER PROGRAMMABLE | 379.96
XB7EV03BP | ROUND PILOT LIGHT DIAM 22 IP 65 GREEN IN | 4.49
XB7EV03MP | ROUND PILOT LIGHT DIAM 22 IP 65 GREEN IN | 6.87
XB7EV04BP | ROUND PILOT LIGHT DIAM 22 IP 65 RED INTE | 4.1
XB7EV04MP | ROUND PILOT LIGHT DIAM 22 IP 65 RED INTE | 7.35
XB7EV05BP | ROUND PILOT LIGHT DIAM 22 IP 65 ORANGE | 4.1
XB7EV05MP | ROUND PILOT LIGHT DIAM 22 IP 65 ORANGE | 7.35
XB7EV06BP | PILOT LIGHT LED BLUE 24V AC DC | 4.5
XB7EV06MP | PILOT LIGHT LED BLUE 230V AC | 7.26
XB7EV07BP | 24VAC/DC LED PILOT LIGHT CLEAR IP65 SCRE | 5.13
XB7EV07MP | 230VAC LED PILOT LIGHT CLEAR IP65 SCREW | 7.17
XB7NA21 | PB - SPRING RTN, BLACK - 1NO | 5.9
XB7NA25 | PB - SPRING RTN, BLACK - NO AND NC | 7.65
XB7NA31 | PB - SPRING RTN, GREEN -1NO | 5.79
XB7NA35 | PB - SPRING RTN, GREEN - NO AND NC | 7.78
XB7NA42 | PB - SPRING RTN, RED - 1NC | 5.88
XB7NA45 | PB - SPRING RTN, RED - NO AND NC | 7.58
XB7NA81 | PB - SPRING RTN, YELLOW - 1NO | 10.43
XB7ND21 | SELECTOR -2POS-1NO | 7.56
XB7ND25 | SELECTOR -2POS-1NO AND 1NC | 8.9
XB7ND33 | SELECTOR -3POS-2N/O | 8.99
XB7NW33B1 | ILLUM. P.B - LED - SPRING RTN -1NO - GRE | 12.9
XB7NW38B1 | ILLUM. P.B - LED - SPRING RTN -1NO - YEL | 12.77
XD4PA12 | JOYSTICK | 67.64
XD4PA14 | JOYSTICK | 86.94
XD4PA22 | JOYSTICK | 69.77
XD4PA24 | JOYSTICK | 89.77
XENG1191 | SPRING RETURN CONTACT BLOCK 1 NC AND 2 N | 23.13
XENT1192 | CONTACT BLOCK | 77.67
XPEM110 | SINGLE FOOT SWITCH XPEM WITHOUT COVER ME | 111.42
XPSAC5121 | SAFETY MOD CAT.3 24VAC DC | 193.36
ZA2EE101 | CONTACTBLOCK,1NO | 1.66
ZA2EE102 | CONTACTBLOCK,1NC | 1.66
ZB2BE101 | ELEMENTO DE CONTACTO NA | 5.33
ZB2BE102 | SPRING RETURN CONTACT BLOCK 1 NC FRONT M | 5.33
ZB4BA2 | CABEZA PULS.RASANTE NEGRO | 5.36
ZB4BA3 | CABEZA PULS.RASANTE VERDE | 5.61
ZB4BA4 | PUSHBUTTON OPERATOR HEAD | 5.61
ZB4BK1243 | SELECTOR ILL. PUSHBOTTON | 14.59
ZB4BW333 | ILLUMINATED PUSHBUTTON HE | 7.72
ZB4BW343 | ILLUMINATED PUSHBUTTON HE | 7.72
ZB4BZ009 | XB4B FIXING BASE | 2.93
ZB5AA3 | PUSHBUTTON OPERATOR HEAD | 4.67
ZB5AD3 | CABEZA SEL.3 POS.MANETA CORTA | 9.44
ZB5AD5 | SELEC TO R SWITCH HEAD 3 POSIT | 8.93
ZB5AS844 | RED EMERGENCY STOP TRIGGER ISO13850 HEAD | 16.36
ZB5RTA3 | COMPLETE PLASTIC TRANSMITTER GREEN | 139.23
ZB5SZ3 | DIA 22 HOLE CAP | 2.33
ZBE101 | NO SCREW TERMINAL CONTACT | 3.97
ZBE102 | ELEMENTO DE CONTACTO NC | 4.21
ZBP0 | P.B TRANSPARENT BOOT | 1.24
ZBRRA | RECEIVER XB5R PROGRAMMABLE AC/DC - 2 REL | 425.4
ZBRT1 | TRANSMITTER SPS | 89.75
ZBVB1 | LED PILOT LIGHT LED 24 V | 8.78
ZBY2135 | L.P DEFAUT | 3.62
ZBY2178 | PORTAETIQ.C/ETIQ. O-I | 4.06
ZBY2185 | L.P AUTO-O-MAIN | 3.31
ZBY2186 | L.P I-O-II | 3.7
ZBY2303 | L.P. START | 3.7
ZBY2304 | L.P. STOP | 3.7
ZBY2311 | L.P. ON | 3.29
ZBY2364 | L.P AUTO-HAND | 3.14
ZBY2366 | L.P. STOP-START | 3.29
ZBY2367 | L.P OFF-ON | 3.7
ZBY2385 | L.P AUTO-O-HAND | 3.29
ZBY2387 | L.P HAND-OFF-AUTO | 3.29
ZBZ32 | LEGEND CARRIER | 0.64
ZBZ33 | LEGEND CARRIER | 1.22
ZBZ35 | LEGEND CARRIER | 0.78
ZENL1111 | NO CONTROL BOX CONTACT | 4.3
ZENL1121 | NC CONTROL BOX CONTACT | 4.43
A9XPC624 | ACTI9 Comb busbar iC40 1PN 24 mod. 18mm | 27.54
A9XPC724 | ACTI9 Comb busbar iC40 3PN 24 mod. 18mm | 49.56
A9F85220 | Acti9 iC60H 2P D 20A MCB | 43.88
A9F85363 | Acti9 iC60H 3P D 63A MCB | 103.22
A9F93216 | Acti9 iC60L 2P B 16A MCB | 64.31
A9F93416 | Acti9 iC60L 4P B 16A MCB | 131.78
A9F93425 | Acti9 iC60L 4P B 25A MCB | 131.78
A9F94102 | Acti9 iC60L 1P C 2A MCB | 28.14
A9F94106 | Acti9 iC60L 1P C 6A MCB | 21.93
A9F94125 | Acti9 iC60L 1P C 25A MCB | 17.19
A9F94232 | Acti9 iC60L 2P C 32A MCB | 68.53
A9F94325 | Acti9 iC60L 3P C 25A MCB | 97.75
A9F94340 | Acti9 iC60L 3P C 40A MCB | 98.75
A9F94350 | Acti9 iC60L 3P C 50A MCB | 106.12
A9F94363 | Acti9 iC60L 3P C 63A MCB | 110.05
A9F95316 | Acti9 iC60L 3P K 16A MCB | 127.09
A9F95440 | Acti9 iC60L 4P K 40A MCB | 183.68
A9L20500 | iPRD 20 20 KA 350V 1PN | 102.16
A9L40101 | IPRD 40R 40 KA 350V 1P WITH REMOTE TRANS | 92.14
A9L40271 | IPRD 40R 800 PV 2P SURGE ARRESTER | 152.28
A9L40281 | IPRD 40R 1000PV 2P SURGE ARRESTER | 179.67
A9N18347 | Acti9 C120N MCB 2P B 125A 10000A 415V | 158.95
A9N18500 | Acti9 C120H MCB 2P D 63A 15000A 415V | 169.57
A9N18503 | Acti9 C120H MCB 2P D 125A 15000A 415V | 216.03
A9N61650 | C60PV-DC MCB800VDC 10A 2P B PHOTOVOLTAIC | 66.09
A9N61651 | C60PV-DC MCB800VDC 16A 2P B PHOTOVOLTAIC | 100.97
A9N61652 | C60PV-DC MCB800VDC 20A 2P B PHOTOVOLTAIC | 104.52
A9N61699 | SW60 C DC SWITCH 1000VDC 50A 2P PHOTOVO | 93.19
A9R21425 | ACTI9 IID 4P 25A 30MA A-TYPE RESIDUAL CU | 141.64
A9R21440 | ACTI9 IID 4P 40A 30MA A-TYPE RESIDUAL CU | 149.26
A9R24425 | Acti9 iID 4P 25A 300mA A RCCB | 127.92
A9R24440 | ACTI9 IID 4P 40A 300MA A-TYPE RESIDUAL C | 134.02
A9R35463 | ACTI9 IID 4P 63A 300MA-S A-SI-TYPE RESID | 214.73
A9R61263 | ACTI9 IID 2P 63A 30MA A-SI-TYPE RESIDUAL | 166
A9R61463 | ACTI9 IID 4P 63A 30MA A-SI-TYPE RESIDUAL | 185.82
A9V15263 | ACTI9 VIGI IC60 2P 63A 300MA-S AC-TYPE A | 148.92
A9V15463 | ACTI9 VIGI IC60 4P 63A 300MA-S AC-TYPE A | 191.9
A9XPC712 | ACTI9 Comb busbar iC40 3PN 12 mod. 18mm | 33.31
A9XPH524 | Acti9 COMB BUSBAR 4P REPART. 100A 24 M | 88.5
BLRCH104A125B40 | CAPACITOR CAN HDY 10.4/12.5KVAR 400V | 187.13
CCT15482 | IC100 | 186.96
LGY112510 | SCREW DISTRIBUTION BLOCK 1P 125A 10HOLES | 48.14
PKE16M434 | Wander plug PK PratiKa screw 16A IP44 | 7.46
PKE32M435 | Wander plug PK PratiKa screw 32A IP44 | 13.24
PKF16F723 | Panel socket angled PK PratiKa screw 16A | 17.72
PKF16M423 | Wander socket PK PratiKa screws 16A IP44 | 8.19
PKF16W423 | WALL SOCKET PK PRATIKA SCREW 16A IP44 22 | 18.34
PKF32F735 | Panel socket angled PK PratiKa screw 32A | 35.19
PKF32M435 | Wander socket PK PratiKa screws 32A IP44 | 18.86
A9F73216 | Acti9 iC60N 2P B 16A MCB | 23.53
A9F73220 | Acti9 iC60N 2P B 20A MCB | 25.53
A9F73104 | Acti9 iC60N 1P B 4A 230V MCB | 10.9
A9F73125 | Acti9 iC60N 1P B 25A MCB | 10.95
LVSXP113 | PrismaSeT XS Flush 1R13M Smoked D 2TB | 133.14
LVSXP118 | PrismaSeT XS Flush 1R18M Smoked D 2TB | 151.3
LVSXP213 | PrismaSeT XS Flush 2R13M Smoked D 2TB | 155.25
LVSXP218 | PrismaSeT XS Flush 2R18M Smoked D 2TB | 199.53
LVSXP224 | PrismaSeT XS Flush 2R24M Trans Door 2TB | 470.01
LVSXP313 | PrismaSeT XS Flush 3R13M Smoked D 2TB | 199.87
LVSXP318 | PrismaSeT XS Flush 3R18M Smoked D 2TB | 236.87
LVSXP324 | PrismaSeT XS Flush 3R24M Trans Door 2TB | 568.65
LVSXP418 | PrismaSeT XS Flush 4R18M Smoked D 2TB | 308.19
LVSXP424 | PrismaSeT XS Flush 4R24M Trans Door 2TB | 620.57
LVSXP524 | PrismaSeT XS Flush 5R24M Trans Door 2TB | 716.91
LVSXP624 | PrismaSeT XS Flush 6R24M Trans Door 2TB | 820.43
LVSXR213 | PrismaSeT XS Surface 2R13M Smoked D 2TB | 155.17
LVSXR218 | PrismaSeT XS Surface 2R18M Smoked D 2TB | 211.57
LVSXR224 | PrismaSeT XS Surf 2R24M Transp Door 2TB | 453.05
LVSXR313 | PrismaSeT XS Surface 3R13M Smoked D 2TB | 199.64
LVSXR318 | PrismaSeT XS Surface 3R18M Smoked D 2TB | 253.05
LVSXR418 | PrismaSeT XS Surface 4R18M Smoked D 2TB | 325.47
LVSXR424 | PrismaSeT XS Surf 4R24M Transp Door 2TB | 619.37
LVSXR524 | PrismaSeT XS Surf 5R24M Transp Door 2TB | 711.89
LVSXR624 | PrismaSeT XS Surf 6R24M Transp Door 2TB | 832.49
LVSXP413 | PrismaSeT XS Flush 4R13M Smoked D 2TB | 233.17
LVSXR113 | PrismaSeT XS Surface 1R13M Smoked D 2TB | 143.19
LVSXR118 | PrismaSeT XS Surface 1R18M Smoked D 2TB | 162.49
LVSXR413 | PrismaSeT XS Surface 4R13M Smoked D 2TB | 239.76
LVSXR324 | PrismaSeT XS Surf 3R24M Transp Door 2TB | 552.43
A9F75263 | Acti9 iC60N 2P D 63A MCB | 40.7
A9F74170 | Acti9 iC60N 1P C 0,5A MCB | 16.1
CCT15553 | IHP+ 2C SMARTw | 354.78
A9V30225 | Acti9 Vigi iC60 2P 25A 10mA A-SI | 178.49
A9F94320 | Acti9 iC60L 3P C 20A MCB | 95.84
A9L65601 | IPRD 65R 65 KA 350V 3PN WITH REMOTE TRAN | 399.36
A9F94332 | Acti9 iC60L 3P C 32A MCB | 98.75
A9F94220 | Acti9 iC60L 2P C 20A MCB | 58.48
A9F94316 | Acti9 iC60L 3P C 16A MCB | 95.84
A9F74270 | Acti9 iC60N 2P C 0,5A MCB | 42.74
A9N18355 | Acti9 C120N MCB 4P B 125A 10000A 415V | 318.75
A9F94263 | Acti9 iC60L 2P C 63A MCB | 74.01
A9N18513 | Acti9 C120H MCB 3P D 100A 15000A 415V | 311.45
A9V12225 | Acti9 Vigi iC60 2P 25A 100mA AC | 98.27
A9V12425 | Acti9 Vigi iC60 4P 25A 100mA AC | 132.62
A9V12463 | Acti9 Vigi iC60 4P 63A 100mA AC | 171.25
A9F94420 | Acti9 iC60L 4P C 20A MCB | 119.8
A9F75250 | Acti9 iC60N 2P D 50A MCB | 89.83
A9F85210 | Acti9 iC60H 2P D 10A MCB | 43.03
A9F85340 | Acti9 iC60H 3P D 40A MCB | 88.5
A9F94206 | Acti9 iC60L 2P C 6A MCB | 60.25
A9F94210 | Acti9 iC60L 2P C 10A MCB | 58.48
A9F94225 | Acti9 iC60L 2P C 25A MCB | 58.48
A9F94240 | Acti9 iC60L 2P C 40A MCB | 72.21
A9F94416 | Acti9 iC60L 4P C 16A MCB | 119.8
A9F94432 | Acti9 iC60L 4P C 32A MCB | 123.37
A9F94440 | Acti9 iC60L 4P C 40A MCB | 142.57
A9F94463 | Acti9 iC60L 4P C 63A MCB | 161.57
A9R12491 | ACTI9 IID 4P 100A 100MA AC-TYPE RESIDUAL | 227.04
A9R15440 | ACTI9 IID 4P 40A 300MA-S AC-TYPE RESIDUA | 121.17
A9R15463 | ACTI9 IID 4P 63A 300MA-S AC-TYPE RESIDUA | 151.45
A9R17480 | ACTI9 IID 4P 80A 500MA-S AC-TYPE RESIDUA | 172.3
18662 | NG125N 4P 125A C | 450.35
18806 | NG125L 3P 63A C MCB | 323.2
METSEPM5110 | PM5110 Power meter 15thHar 0.5S 1DO RS48 | 665.04
METSEPM5561 | PowerLogic PM5561 Power & Energy meters | 1359.55
METSECT5MD080 | CT Solid core 40mm dia or bar 800x5A CTR | 62.68
METSEPM5350 | PM5350 POWER METER WITHTHD.ALARMING . I | 901.87
METSECT5DA040 | CT Solid core 32x65mm bar 400x5A CTR | 66.64
METSECT5DA060 | CT Solid core 32x65mm bar 600x5A CTR | 66.64
METSECT5MC050 | CT Solid core 32mm dia or bar 500x5A CTR | 48.68
GV3P80 | GV3P MOTOR CB THERMO/MAG 70-80A EVERLINK | 264.18
GVAM11 | GV2 GV3 AUX SHORT CCT C/O LHS | 17.79
LC1D09P7 | TeSys 3P CTR9A AC3 4KW 1NO1NC230VAC COIL | 40.32
LC1D09V7 | 3P CONT 9A AC3 4KW 1NO 1NC 400VAC COIL. | 32.98
LC1D115F7 | CONTACTOR | 383.45
LC1D18P7 | Contactor TeSys D 3P AC3 18A 230VAC coil | 57.35
LC1D40008M5 | 4P CONT 60A AC-1 (2NO 2NC) 220VAC COIL | 199.65
28959 | 6 INTERPHASE BARRIERS INS100/160 | 17.76
31084 | BLACK SPARE ROTARY HANDLE INS/INV320-63. | 67.3
31100 | INS250 3P 100 A - SWITCH DISCONNECTOR | 217.58
31104 | INS250 3P 160 A - SWITCH DISCONNECTOR | 217.58
31291 | LOCKING DEVICE FOR RONIS PROFALU X (INS8 | 41.17
31101 | INS250 4P 100 A - SWITCH DISCONNECTOR | 252.8
LC1G400KUEN | ContactorTeSysGiga400 3PStd100-250V ACDC | 1727.17
LC1G500KUEN | ContactorTeSysGiga500 3PStd100-250V ACDC | 2650.21
LC1G1154KUEN | ContactorTeSysGiga115 4PStd100-250V ACDC | 767.86
LC1G1504KUEN | ContactorTeSysGiga150 4PStd100-250V ACDC | 992.08
LC1G1854KUEN | ContactorTeSysGiga185 4PStd100-250V ACDC | 1013.74
LC1G2254KUEN | ContactorTeSysGiga225 4PStd100-250V ACDC | 1219.3
LC1G2654KUEN | ContactorTeSysGiga265 4PStd100-250V ACDC | 1590.52
LC1G3304KUEN | ContactorTeSysGiga330 4PStd100-250V ACDC | 1658.65
LC1G4004KUEN | ContactorTeSysGiga400 4PStd100-250V ACDC | 2475.65
LC1G5004KUEN | ContactorTeSysGiga500 4PStd100-250V ACDC | 3105.95
LA9G970 | Mechanical Interlock TeSys Giga 115-500 | 61.24
LC1G115KUEN | ContactorTeSysGiga115 3PStd100-250V ACDC | 578.42
LC1G150KUEN | ContactorTeSysGiga150 3PStd100-250V ACDC | 701.35
LC1G185KUEN | ContactorTeSysGiga185 3PStd100-250V ACDC | 781.96
LC1G225KUEN | ContactorTeSysGiga225 3PStd100-250V ACDC | 868.63
LC1G265KUEN | ContactorTeSysGiga265 3PStd100-250V ACDC | 973.43
LC1G330KUEN | ContactorTeSysGiga330 3PStd100-250V ACDC | 1382.54
LAG8N113P | AUX contact 1NO+1NC push-in type L1/R1 | 32.12
LA9G973 | Mechanical Interlock TeSys Giga 630-800 | 304.34
LA9G971 | Mechanical Interlock G265-500to G115-225 | 117.97
LA9G972 | Mechanical Interlock G630-800to G265-500 | 231.32
LC1G630KUEN | ContactorTeSysGiga630 3PStd100-250V ACDC | 3174.94
LC1G6304KUEN | ContactorTeSysGiga630 4PStd100-250V ACDC | 4189.04
ATV320D15N4B | ATV320 BOOK 15KW - 3PH - 380 - 500V | 1894.36
ATV320U04N4C | ATV320 COMPACT 0.37KW - 3PH - 380 - 500V | 508.26
ATV320U30N4C | ATV320 COMPACT 3KW - 3PH - 380/500V | 891.4
ATV320U55N4B | ATV320 BOOK 5.5KW - 3PH - 380 - 500V | 1126.01
ATV610D18N4 | ATV610, VSD IP20 18.5kW, 380/415V | 2709.94
ATV610C11N4 | ATV610, VSD IP20 110kW, 380/415V | 8745.13
ATV610D22N4 | ATV610, VSD IP20 22kW, 380/415V | 2567.29
ATV610D30N4 | ATV610, VSD IP20 30kW, 380/415V | 3276.97
ATV610D45N4 | ATV610, VSD IP20 45kW, 380/415V | 4524.64
ZB5AA2 | PUSHBUTTON OPERATOR HEAD | 4.86
ZB5AD2 | CABEZA SEL.2 POS.MANETA CORTA | 9.4
ZB5AA432 | PUSHBUTTON | 5.82
DL1CE024 | LONG LIFE BULB | 3.28
ZB5AG7 | SELEC TO R SWITCH HEAD KEYLOCK 2 POSITIO | 32.57
ZB5AA4 | PUSHBUTTON OPERATOR HEAD | 4.86
ZB5AA331 | PUSHBUTTON OPERATOR HEAD | 5.66
XB5AS8444 | EMERGENCY STOP | 18.29
13450 | TERMINAL BLOC 32 HOLES BLUE 18M | 43.78
13575 | TERMINAL BLOCK 80A 4 HOLES | 5.69
13576 | TERMINAL BLOCK 80A 8 HOLES | 6.08
13577 | TERMINAL BLOCK 80A 16 HOLES | 10.34
13579 | TERMINAL BLOCK 80A 32 HOLES | 16.03
13975 | Mureva Mini Enclosure IP65 3M | 19.68
13978 | Mureva Mini Enclosure IP65 8M | 32.72
13979 | Mureva Mini Enclosure IP65 12M | 51.87
13982 | Mureva Enclosure IP65 1x18M ETB | 102.09
13983 | Mureva Enclosure IP65 2x12M ETB | 130.58
13985 | Mureva Enclosure IP65 3x12M ETB | 172.5
13986 | Mureva Enclosure IP65 3x18M ETB | 224.93
14811 | Acti9 C120 NG125 comb busbar 1P 27mm | 27.81
16314 | CARTRIDGE C1 MASTER - 350V SURGE ARRESTE | 424.49
16315 | CARTRIDGE C1 25 - 350V SURGE ARRESTER | 267.21
16317 | CARTRIDGE C1 NEUTRAL - 350V SURGE ARREST | 267.21
16329 | PRD1 25R 1P 350 V AVEC REPORT SIGNALISA | 391.96
16330 | PRD1 25R 1P N 350 V WITH REMOTE TRANSFE | 645.09
16331 | PRD1 25R 3P 350V WITH REPORT SPD | 941.99
28947 | 3 SNAP-IN TERMINAL BLOCS 95MM2 | 27.68
31110 | SWITCH INS400 3P. | 392.73
31112 | INS500 3P 500 A - SWITCH DISCONNECTOR | 526.71
31296 | BLACK SPARE ROTARY HANDLE INS/INV800-160 | 58.98
31336 | INS1600 3P 1600 A - SWITCH DISCONNECTOR. | 1843.39
31338 | INS2000 3P 2000 A - SWITCH DISCONNECTOR | 2876.71
31340 | INS2500 3P 2500 A - SWITCH DISCONNECTOR | 3230.16
33004 | SD CONTACT C4 FIX MANUAL | 77.14
33011 | SDE CONTACT C4 FIX MANUAL | 63.81
33390 | NS1000 N 3P BASIC BREAKER DRAWOUT ELEC. | 2283.14
33536 | TRIP UNIT MICROLOGIC 2.0 E FOR COMPACT N | 1765.65
33605 | BOTTOM 3P VERTICAL REAR CONNECTI ON FOR | 299.34
33614 | TOP 4P VERTICAL REAR CONNECTION FOR 630/ | 396.72
33622 | 3P SPREADER 630/1600A | 407.63
33623 | 4P SPREADER 630/1600A | 464.09
33642 | KIT 3P VERTICAL CONNECTION ADAPTERS | 550.9
33648 | 3 INTERPHASE BARRIERS FOR REAR CONNECTIO | 88.58
33717 | ESCUTCHEON FOR FIXED MANUAL | 23.35
33718 | ESCUTCHEON FOR FIXED ELEC. OP. | 99.59
33766 | SAFETY SHUTTERS 4P | 170.81
33799 | SDE CONTACT FOR MANUAL DRAWOUT BREAKER | 46.51
33800 | SD CONTACT FOR MANUAL DRAWOUT BREAKER | 46.51
33801 | OF CONTACT FOR MANUAL DRAWOUT BREAKER | 46.48
33875 | STANDARD EXTENDED ROTARY HANDLE | 368.13
33912 | ROD-TYPE INTERLOCKING FOR 2 FIXED BREAKE | 833.75
33913 | ROD-TYPE INTERLOCKING FOR 2 DRAWOUT BREA | 833.75
34035 | EXTERNAL SENSOR FOR NEUTRAL OR EARTH FLT | 854.05
A9A15212 | BELL TRANSFORMER 16VA 230VCA 8..12VCA | 69.76
A9A15216 | BELL TRANSFORMER 8VA 230VCA 8..12VCA | 53.21
A9A15218 | SAFETY TRANSFORMER 16VA 230VCA 12..24VCA | 70.12
A9A15219 | SAFETY TRANSFORMER 25VA 230VCA 12..24VCA | 88.95
A9A26947 | ACTI9 IMX-OF 48VAC 48VDC SHUNT RELEASE W | 72.23
A9C15030 | ICT PLUS 20A 1P UC 230VAC CONTACTOR | 70.44
A9C22722 | iCT20A 2NO 230...240Vac 50HZ contactor | 28.29
A9C22813 | iCT16A 3NO 220..240Vac 50HZ contactor | 33.92
A9C22818 | ICT 16A 2NO 2NC 220 240VAC 50HZ CONTAC | 55.58
A9C22824 | iCT20A 4NO 220...240Vac 50HZ contactor | 40.72
A9C23512 | iCT16A 2NO 220Vac 50HZ manually operate | 43.84
A9C23515 | iCT16A 1NO 1NC 220Vac 50HZ manually oper | 48.23
A9C23715 | ICT 16A 1NO 1NC 230..240VAC 50HZ MANUAL | 48.23
A9C24732 | iCT25A 2NO 230...240Vac 50HZ contactor | 28.29
A9C30112 | ACTI9 ITL16A 2NO 24VAC 50-60HZ 12VDC | 30.47
A9C62216 | ACTI 9 REFLEX IC60N TI24 16 A 2P CURVE C | 598.68
A9C70122 | RCA TI24 REMOTE CONTROL AUXILIARY FOR IC | 492.13
A9C70132 | ARA AUTOMATIC RECLOSER AUXILIARY FOR IC6 | 377
A9C70134 | ARA AUTOMATIC RECLOSER AUXILIARY FOR IC6 | 350.08
A9C70344 | ARA AUTOMATIC RECLOSER AUXILIARY FOR IID | 557.18
A9D31616 | ACTI 9 IDPN N VIGI C 16A 1PPN 30MA AC 60 | 87.71
A9E16066 | RELAY TIME DELAYED DURATION ON IMPULSE I | 86.42
A9E16068 | RELAY TIME DELAYED DURATION ON MAINTAINE | 84.04
A9E16070 | RELAY TIME DELAYED MULTIFUNCTION IRTMF 1 | 122.12
A9E18030 | ACTI9 IPB 1NC SINGLE PUSH BUTTON GREY | 10.34
A9E18033 | ACTI9 IPB 1NO-1NC SINGLE PUSH BUTTON GRE | 17.97
A9E18035 | ACTI9 IPB 1NO-1NO DOUBLE PUSH BUTTON GRE | 25.43
A9E18039 | ACTI9 IPB 1NC SINGLE PUSH BUTTON GREY - | 20.36
A9E18071 | ACTI9 ISSW | 23.58
A9E18326 | ACTI9 IIL BLINKER INDICATOR LIGHT - RED | 75
A9E18328 | ACTI9 IIL DOUBLE INDICATOR LIGHT | 23.45
A9F73332 | Acti9 iC60N 3P B 32A MCB | 47.39
A9F73340 | Acti9 iC60N 3P B 40A MCB | 59.5
A9F73363 | Acti9 iC60N 3P B 63A MCB | 69.39
A9F73463 | Acti9 iC60N 4P B 63A MCB | 86.73
A9F74301 | Acti9 iC60N 3P C 1A 440V MCB | 53.24
A9F74302 | Acti9 iC60N 3P C 2A 440V MCB | 59.33
A9F74406 | Acti9 iC60N 4P C 6A MCB | 56.52
A9F75325 | Acti9 iC60N 3P D 25A 440V MCB | 48.06
A9F75363 | Acti9 iC60N 3P D 63A MCB | 67.27
A9F75416 | INT. TERMOMAGNETICO IC60N 4X16A -CURVAD | 60.07
A9F75425 | Acti9 iC60N 4P D 25A MCB | 60.07
A9F84101 | Acti9 iC60H 1P C 1A MCB | 15.48
A9F84103 | Acti9 iC60H 1P C 3A MCB | 14.93
A9F84104 | Acti9 iC60H 1P C 4A MCB | 13.76
A9F84201 | iC60H 2P 1A C | 40.39
A9F84202 | Acti9 iC60H 2P C 2A MCB | 33.82
A9F84204 | Acti9 iC60H 2P C 4A 440V MCB | 39.96
A9F84301 | Acti9 iC60H 3P C 1A MCB | 69.18
A9F84302 | Acti9 iC60H 3P C 2A MCB | 50.74
A9F84303 | Acti9 iC60H 3P C 3A MCB | 66.67
A9F84304 | Acti9 iC60H 3P C 4A MCB | 61.5
A9F84401 | INT. TERMOMAGNETICO IC60H 4X1A CURVA C | 93.41
A9F84403 | Acti9 iC60H 4P C 3A MCB | 89.96
A9F84404 | Acti9 iC60H 4P C 4A MCB | 83.03
A9F85440 | Acti9 iC60H 4P D 40A MCB | 95.49
A9F90304 | Acti9 iC60LMA 3P MA 4A MCB | 111.39
A9F90310 | Acti9 iC60LMA 3P MA 10A MCB | 111.39
A9F90316 | Acti9 iC60LMA 3P MA 16A MCB | 127.46
A9F90372 | ACTI9 IC60LMA 3P 1,6A MA MINIATURE CIRCU | 111.39
A9F90373 | ACTI9 IC60LMA 3P 2,5A MA MINIATURE CIRCU | 111.39
A9F90376 | Acti9 iC60LMA 3P MA 6,3A MCB | 111.39
A9L15597 | IPF 20 20 KA 340V 3P SURGE ARRESTER | 148.5
A9L15691 | IPF 20 20 KA 340V 1P | 45.3
A9L16337 | IPRC FOR TELECOM NETWORK SURGE ARRESTER | 164.66
A9L16339 | Acti9 IPRI 48V SPD | 302.72
A9L16617 | IQUICK PF 10 KA 1PN WITHOUT EARTHING CAB | 151.62
A9L16618 | IQUICK PF 10 KA 3PN WITH EARTHING CABLE | 275.66
A9L20400 | iPRD 20 20 KA 350V 4P | 236.77
A9MEM2010 | ENERGY METER 40A PULSE OUTPUT | 170.74
A9MEM3110 | iEM3110 63A Cl 1 MID Energy meter 1DO | 266.69
A9N15645 | ACTI9 STI 1P-N 20A FUSE 8.5 X 31.5 MM FU | 12.65
A9N15650 | ACTI9 STI 2P 20A FUSE 8.5 X 31.5 MM FUSE | 14.6
A9N15655 | ACTI9 STI 3P 20A FUSE 8.5 X 31.5 MM FUSE | 24.33
A9N15657 | ACTI9 STI 3P-N 20A FUSE 8.5 X 31.5 MM FU | 29.82
A9N18356 | Acti9 C120N MCB 1P C 63A 10000A 240/415V | 45.86
A9N18360 | Acti9 C120N MCB 2P C 63A 10000A 415V | 107.89
A9N18445 | Acti9 C120H MCB 1P C 63A 15000A 240/415V | 66.08
A9N18446 | C120H 1P 80A C 15000A 240/415V MINIATURE | 71.28
A9N18447 | C120H 1P 100A C 15000A 240/415V MINIATUR | 76.48
A9N18448 | C120H 1P 125A C 15000A 240/415V MINIATUR | 76.69
A9N18456 | Acti9 C120H MCB 2P C 63A 15000A 415V | 155.19
A9N18457 | C120H 2P 80A C 15000A 415V MINIATURE CIR | 167.44
A9N18458 | Acti9 C120H MCB 2P C 100A 15000A 415V | 179.64
A9N18459 | C120H 2P 125A C 15000A 415V MINIATURE CI | 154.32
A9N18467 | C120H 3P 63A C 15000A 415V MINIATURE CIR | 222.73
A9N18468 | C120H 3P 80A C 15000A 415V MINIATURE CIR | 240.31
A9N18469 | C120H 3P 100A C 15000A 415V MINIATURE CI | 257.93
A9N18571 | VIGI C120 125A 4P 500 MA AC ADAPTABLE RE | 429.56
A9N26476 | DECLENCHEUR MX 415VAC 110-130VDC CCC | 62.96
A9N26960 | VOLTAGE RELEASE MN 220-240VAC DC GHOST | 76.75
A9N61500 | CIRCUIT BREAKER C60H-DC 250VDC 0,5A 1P C | 46.7
A9N61501 | CIRCUIT BREAKER C60H-DC 250VDC 1A 1P C | 46.85
A9N61503 | CIRCUIT BREAKER C60H-DC 250VDC 3A 1P C | 32.72
A9N61504 | CIRCUIT BREAKER C60H-DC 250VDC 4A 1P C | 32.72
A9N61505 | CIRCUIT BREAKER C60H-DC 250VDC 5A 1P C | 34.25
A9N61509 | CIRCUIT BREAKER C60H-DC 250VDC 13A 1P C | 33.43
A9N61510 | CIRCUIT BREAKER C60H-DC 250VDC 15A 1P C | 35.03
A9N61513 | CIRCUIT BREAKER C60H-DC 250VDC 25A 1P C | 36.91
A9N61514 | CIRCUIT BREAKER C60H-DC 250VDC 30A 1P C | 38.18
A9N61520 | C60H-DC 2P 0,5A C 500Vdc | 109.54
A9N61525 | CIRCUIT BREAKER C60H-DC 500VDC 5A 2P C | 82.12
A9N61529 | CIRCUIT BREAKER C60H-DC 500VDC 13A 2P C | 78.41
A9N61530 | CIRCUIT BREAKER C60H-DC 500VDC 15A 2P C | 82.12
A9N61534 | CIRCUIT BREAKER C60H-DC 500VDC 30A 2P C | 89.57
A9P42606 | ACTI 9 iC40 1PN B 6A MCB | 19.71
A9P42610 | ACTI 9 iC40 1PN B 10A MCB | 21.43
A9P42616 | ACTI 9 iC40 1PN B 16A MCB | 25.85
A9P42625 | Acti9 iC40 1PN B 25A MCB | 23.55
A9P44606 | Acti9 iC40N 1PN B 6A 6000A/10kA MCB | 27.15
A9P44610 | Acti9 iC40N 1PN B 10A MCB | 24.74
A9P44616 | Acti9 iC40N 1PN B 16A MCB | 24.74
A9P44620 | Acti9 iC40N 1PN B 20A MCB | 24.74
A9P54602 | ACTI 9 IC40N 1PN C 2A 6000A/10KA MINIATU | 31.21
A9R12463 | ACTI9 IID 4P 63A 100MA AC-TYPE RESIDUAL | 112.53
A9R25240 | Acti9 iID 2P 40A 300mA-S A RCCB | 114.48
A9R61225 | ACTI9 IID 2P 25A 30MA A-SI-TYPE RESIDUAL | 110.02
A9S61232 | ACTI9 ISW SWITCH WITH INDICATOR 2P 32A 2 | 45.3
A9S65140 | ACTI9 ISW SWITCH 1P 40A 250VAC | 15.63
A9S65163 | ACTI9 ISW SWITCH 1P 63A 250VAC | 14.41
A9S65392 | ACTI9 ISW SWITCH 3P 125A 415VAC | 70.82
A9V51225 | Acti9 Vigi iC60 2P 25A 30mA A | 164.15
A9XPH112 | Acti9 COMB BUSBAR 1P 100A 12 MODULES | 14.93
A9XPH212 | Acti9 COMB BUSBAR 2P 100A 12 MODULES | 14.51
A9Y72725 | ACTI 9 VIGI iCG40 3PN 25A 30mA AC VIGI | 107.29
A9Y72740 | ACTI 9 VIGI iCG40 3PN 40A 30mA AC VIGI | 116.11
A9Y73725 | Acti9 Vigi iCG40 3PN 25A 300mA AC | 105.54
A9Y73740 | Acti9 Vigi iCG40 3PN 40A 300mA AC | 114.35
A9Y82725 | ACTI 9 VIGI iC40 3PN 25A 30mA AC VIGI | 111.63
A9Y82740 | ACTI 9 VIGI iC40 3PN 40A 30mA AC VIGI | 142.55
A9Y83640 | ACTI 9 VIGI iC40 1PN 40A 300mA AC VIGI | 85.18
A9Y83725 | ACTI 9 VIGI iC40 3PN 25A 300mA AC VIGI | 104.15
A9Y83740 | ACTI 9 VIGI iC40 3PN 40A 300mA AC VIGI | 129.61
ABL8BPK24A03 | BATTERY PACK 3.2 Ah | 418.43
ABL8BPK24A07 | BATTERY PACK 7 Ah | 453.74
ABL8BPK24A12 | BATTERY PACK 12 Ah | 596.75
ABL8PRP24100 | SELECTIVITY MOD.UNIV | 400.79
ABL8RED24400 | REDONDANCY MODULE 40A. | 268.36
ABL8WPS24200 | UNIV.POWER SUP 3P 24V 20A | 494.34
ABL8wPS24400 | UNIV.POWER SUP 3P 24V 40A | 949.85
ATS22C14Q | ELECTRONIC SOFT STARTER CONTROL 220V POW | 2628.46
ATS22C25Q | SOFT STARTER 250A 440V 230V CTRL | 4060.84
ATS22C48Q | SOFT STARTER 480A 440V 230V CTRL | 6247.44
ATV12H018M2 | ATV12 0.18KW 240V 1PH HEAT SINK TB | 308.26
ATV12H055M2 | ATV12 0.55KW 240V 1PH HEAT SINK TB | 347.5
ATV212HD75N4 | ATV212 75KW 100HP 460V TRI IP20 VARIABLE | 9051.25
ATV630C11N4 | VARIABLE SPEED DRIVE IP00 110KW 400V/480 | 11758.23
ATV630C13N4 | VARIABLE SPEED DRIVE IP00 132KW 400V/480 | 13533.82
ATV630C16N4 | VARIABLE SPEED DRIVE IP00 160KW 400V/480 | 15973.57
ATV630D11N4 | ATV630 IP21 11KW 400v-480v | 1984.09
ATV630D15N4 | variable speed drive IP21 15KW 400v/480v | 2520.46
ATV630D37N4 | VARIABLE SPEED DRIVE IP21 37KW 400V/480V | 5054.37
ATV630D55N4 | VARIABLE SPEED DRIVE IP21 55KW 400V/480V | 7852.27
ATV630D75N4 | VARIABLE SPEED DRIVE IP21 75KW 400V/480V | 8588.74
ATV630D90N4 | VARIABLE SPEED DRIVE IP21 90KW 400V/480V | 10527.42
ATV630U07N4 | ATV630 IP21 0,75KW 400V-48 | 881.07
ATV630U15N4 | ATV630 IP21 1,5KW 400V-480 | 906.29
ATV630U22N4 | ATV630 IP21 2,2KW 400V-480 | 1017.26
ATV630U30N4 | ATV630 IP21 3KW 400v-480v | 1106.38
ATV630U40N4 | ATV630 IP21 4KW 400V-480V | 1151.78
ATV630U55N4 | ATV630 IP21 5,5KW 400V-480 | 1319.92
ATV930D11N4 | ATV930 IP21 11KW 400v-480v | 2508.29
ATV930D18N4 | ATV930 IP21 18,5KW 400v/480v variable sp | 3537.33
ATV930D22N4 | ATV930 IP21 22KW 400v/480v variable spee | 3970.37
ATV930D30N4 | ATV930 IP21 30KW 400V/480V VARIABLE SPEE | 5066.57
ATV930D37N4 | ATV930 IP21 37KW 400V/480V VARIABLE SPEE | 5359.57
ATV930D45N4 | ATV930 IP21 45KW 400V/480V VARIABLE SPEE | 6994.59
ATV930D55N4 | ATV930 IP21 55KW 400V/480V VARIABLE SPEE | 9427.1
ATV930D75N4 | ATV930 IP21 75KW 400v/480v variable spee | 10228.89
ATV930D90N4 | ATV930 IP21 90KW 400V/480V VARIABLE SPEE | 12477.06
ATV930U07N4 | ATV930 IP21 0,75KW 400v/480v variable sp | 1214.85
ATV930U15N4 | ATV930 IP21 1,5KW 400v-480v | 1251.99
ATV930U30N4 | ATV930 IP21 3KW 400v-480v | 1529.27
ATV930U40N4 | ATV930 IP21 4KW 400v-480v | 1586.44
ATV930U55N4 | ATV930 IP21 5,5KW 400v-480v | 1820.83
ATV930U75N4 | ATV930 IP21 7,5KW 400v-480v | 2000.9
BMXXCAUSBH018 | USB GROUNDED CABLE 1M8 | 180.1
C102100S | SWITCH NSX100NA AC 2P 100A | 191.1
C103100S | SWITCH NSX100NA AC 3P 100A | 284.12
C1032D040 | TRIP UNIT NSX100 AC 3P3D 40A 2.2 | 311.18
C1032D100 | TRIP UNIT NSX100 AC 3P3D 100A 2.2 | 311.18
C1032G040 | TRIP UNIT NSX100 AC 3P3D 40A 2.2G | 270.59
C1032G100 | TRIP UNIT NSX100 AC 3P3D 100A 2.2G | 270.59
C1032M025 | TRIP UNIT NSX100 AC 3P3D 25A 2.2M | 366.99
C1032M050 | TRIP UNIT NSX100 AC 3P3D 50A 2.2M | 366.99
C1032M100 | TRIP UNIT NSX100 AC 3P3D 100A 2.2M | 366.99
C1035E040 | TRIP UNIT NSX100 AC 3P3D 40A 5.2E | 884.49
C1035E100 | TRIP UNIT NSX100 AC 3P3D 100A 5.2E | 884.49
C1035Z100 | TRIP UNIT NSX100 AC 3P3D 100A 5.2AZ | 840.52
C1036E040 | TRIP UNIT NSX100 AC 3P3D 40A 6.2E | 1065.45
C1036E100 | TRIP UNIT NSX100 AC 3P3D 100A 6.2E | 980.89
C1036M025 | TRIP UNIT NSX100 AC 3P3D 25A 6.2EM | 1058.68
C1036M050 | TRIP UNIT NSX100 AC 3P3D 50A 6.2EM | 1058.68
C1036M080 | TRIP UNIT NSX100 AC 3P3D 80A 6.2EM | 1058.68
C103MA003 | TRIP UNIT NSX100 AC 3P3D 2.5A MA | 174.19
C103MA007 | TRIP UNIT NSX100 AC 3P3D 6.3A MA | 174.19
C103MA013 | TRIP UNIT NSX100 AC 3P3D 12.5A MA | 174.19
C103MA025 | TRIP UNIT NSX100 AC 3P3D 25A MA | 174.19
C103MA050 | TRIP UNIT NSX100 AC 3P3D 50A MA | 174.19
C103MA100 | TRIP UNIT NSX100 AC 3P3D 100A MA | 180.96
C103MG016 | TRIP UNIT NSX100 AC 3P3D 16A TMG | 140.04
C103MG025 | TRIP UNIT NSX100 AC 3P3D 25A TMG | 140.04
C103MG040 | TRIP UNIT NSX100 AC 3P3D 40A TMG | 140.04
C103MG063 | TRIP UNIT NSX100 AC 3P3D 63A TMG | 140.04
C103TM025 | TRIP UNIT NSX100 AC 3P3D 25A TMD | 98.58
C103TM040 | TRIP UNIT NSX100 AC 3P3D 40A TMD | 98.58
C103TM050 | TRIP UNIT NSX100 AC 3P3D 50A TMD | 98.58
C103TM063 | TRIP UNIT NSX100 AC 3P3D 63A TMD | 98.58
C103TM100 | TRIP UNIT NSX100 AC 3P3D 100A TMD | 118.19
C104100S | SWITCH NSX100NA AC 4P 100A | 363.6
C1042B100 | TRIP UNIT NSX100 AC 4P4D 100A 2.2AB | 373.75
C1042D040 | TRIP UNIT NSX100 AC 4P4D 40A 2.2 | 410.96
C1042D100 | TRIP UNIT NSX100 AC 4P4D 100A 2.2 | 410.96
C1042G040 | TRIP UNIT NSX100 AC 4P4D 40A 2.2G | 345
C1042G100 | TRIP UNIT NSX100 AC 4P4D 100A 2.2G | 373.75
C1045E040 | TRIP UNIT NSX100 AC 4P4D 40A 5.2E | 1029.93
C1045E100 | TRIP UNIT NSX100 AC 4P4D 100A 5.2E | 1029.93
C1046E040 | TRIP UNIT NSX100 AC 4P4D 40A 6.2E | 1244.71
C1046E100 | TRIP UNIT NSX100 AC 4P4D 100A 6.2E | 1244.71
C104MG016 | TRIP UNIT NSX100 AC 4P4D 16A TMG | 202.94
C104MG025 | TRIP UNIT NSX100 AC 4P4D 25A TMG | 202.94
C104MG040 | TRIP UNIT NSX100 AC 4P4D 40A TMG | 202.94
C104MG063 | TRIP UNIT NSX100 AC 4P4D 63A TMG | 202.94
C104TM100D | TRIP UNIT NSX100 DC 4P 100A TMD | 160.5
C106MA100 | TRIP UNIT NSX100 AC 4P3D 100A MA | 240.15
C10B32D040 | NSX100B 25kA AC 3P 40A 2.2 | 409.27
C10B32D100 | NSX100B 25kA AC 3P 100A 2.2 | 409.27
C10B3TM016 | NSX100B 25kA AC 3P3D 16A TMD | 196
C10B3TM050 | NSX100B 25kA AC 3P3D 50A TMD | 196
C10B42D040 | NSX100B 25kA AC 4P 40A 2.2 | 566.55
C10B42D100 | NSX100B 25kA AC 4P 100A 2.2 | 612
C10B4TM016 | NSX100B 25kA AC 4P4D 16A TMD | 297.65
C10B4TM025 | NSX100B 25kA AC 4P4D 25A TMD | 318.88
C10B4TM032 | NSX100B 25kA AC 4P4D 32A TMD | 318.88
C10B4TM040 | NSX100B 25kA AC 4P4D 40A TMD | 318.88
C10B4TM050 | NSX100B 25kA AC 4P4D 50A TMD | 297.65
C10B4TM063 | NSX100B 25kA AC 4P4D 63A TMD | 297.65
C10B4TM080 | NSX100B 25kA AC 4P4D 80A TMD | 323.02
C10B4TM100 | NSX100B 25kA AC 4P4D 100A TMD | 348.59
C10B6TM016 | NSX100B 25kA AC 4P3D 16A TMD | 299.07
C10F1TM040 | NSX100F 18kA AC-DC 1P 40A TMD | 146.19
C10F2TM016 | NSX100F 18kA AC-DC 2P 16A TMD | 196.18
C10F2TM020 | NSX100F 18kA AC-DC 2P 20A TMD | 196.18
C10F2TM030 | NSX100F 18kA AC-DC 2P 30A TMD | 196.18
C10F2TM050 | NSX100F 18kA AC-DC 2P 50A TMD | 199.56
C10F2TM063 | NSX100F 18kA AC-DC 2P 63A TMD | 272.28
C10F3 | BASIC FRAME NSX100F 36kA AC 3P 100A | 113.6
C10F32D040 | NSX100F 36kA AC 3P3D 40A 2.2 | 431.25
C10F32D100 | NSX100F 36kA AC 3P3D 100A 2.2 | 431.25
C10F3MA003 | NSX100F 36kA AC 3P3D 2.5A MA | 314.56
C10F3MA007 | NSX100F 36kA AC 3P3D 6.3A MA | 314.56
C10F3MA013 | NSX100F 36kA AC 3P3D 12.5A MA | 314.56
C10F3MA050 | NSX100F 36kA AC 3P3D 50A MA | 314.56
C10F3TM016 | NSX100F 36kA AC 3P3D 16A TMD | 196.18
C10F4 | BASIC FRAME NSX100F 36kA AC 4P 100A | 160.5
C10F42D040 | NSX100F 36kA AC 4P4D 40A 2.2 | 596.99
C10F42D100 | NSX100F 36kA AC 4P4D 100A 2.2 | 643.69
C10F4TM016 | NSX100F 36kA AC 4P4D 16A TMD | 314.56
C10F4TM025 | NSX100F 36kA AC 4P4D 25A TMD | 338.69
C10F4TM032 | NSX100F 36kA AC 4P4D 32A TMD | 338.69
C10F4TM040 | NSX100F 36kA AC 4P4D 40A TMD | 314.56
C10F4TM050 | NSX100F 36kA AC 4P4D 50A TMD | 314.56
C10F4TM063 | NSX100F 36kA AC 4P4D 63A TMD | 314.56
C10F4TM080 | NSX100F 36kA AC 4P4D 80A TMD | 360.22
C10F6TM016 | NSX100F 36kA AC 4P3D 16A TMD | 299.34
C10F6TM050 | NSX100F 36kA AC 4P3D 50A TMD | 320.86
C10F6TM080 | NSX100F 36kA AC 4P3D 80A TMD | 358.49
C10H3 | BASIC FRAME NSX100H 70kA AC 3P 100A | 177.57
C10H32D040 | NSX100H 70kA AC 3P3D 40A 2.2 | 495.52
C10H32D100 | NSX100H 70kA AC 3P3D 100A 2.2 | 495.52
C10H32M025 | NSX100H 70kA AC 3P3D 25A 2.2M | 573.31
C10H32M050 | NSX100H 70kA AC 3P3D 50A 2.2M | 573.31
C10H32M100 | NSX100H 70kA AC 3P3D 100A 2.2M | 573.31
C10H3MA003 | NSX100H 70kA AC 3P3D 2.5A MA | 383.9
C10H3MA007 | NSX100H 70kA AC 3P3D 6.3A MA | 383.9
C10H3MA013 | NSX100H 70kA AC 3P3D 12.5A MA | 383.9
C10H3MA025 | NSX100H 70kA AC 3P3D 25A MA | 383.9
C10H3MA050 | NSX100H 70kA AC 3P3D 50A MA | 383.9
C10H3MA100 | NSX100H 70kA AC 3P3D 100A MA | 390.66
C10H3TM016 | NSX100H 70kA AC 3P3D 16A TMD | 287.5
C10H3TM025 | NSX100H 70kA AC 3P3D 25A TMD | 287.5
C10H3TM032 | NSX100H 70kA AC 3P3D 32A TMD | 287.5
C10H3TM040 | NSX100H 70kA AC 3P3D 40A TMD | 287.5
C10H3TM050 | NSX100H 70kA AC 3P3D 50A TMD | 287.5
C10H3TM063 | NSX100H 70kA AC 3P3D 63A TMD | 287.5
C10H3TM080 | NSX100H 70kA AC 3P3D 80A TMD | 312.87
C10H3TM100 | NSX100H 70kA AC 3P3D 100A TMD | 312.87
C10H4 | BASIC FRAME NSX100H 70kA AC 4P 100A | 250.3
C10H42D040 | NSX100H 70kA AC 4P4D 40A 2.2 | 684.93
C10H42D100 | NSX100H 70kA AC 4P4D 100A 2.2 | 684.93
C10H4TM016 | NSX100H 70kA AC 4P4D 16A TMD | 409.27
C10H4TM025 | NSX100H 70kA AC 4P4D 25A TMD | 409.27
C10H4TM032 | NSX100H 70kA AC 4P4D 32A TMD | 409.27
C10H4TM040 | NSX100H 70kA AC 4P4D 40A TMD | 409.27
C10H4TM050 | NSX100H 70kA AC 4P4D 50A TMD | 409.27
C10H4TM063 | NSX100H 70kA AC 4P4D 63A TMD | 409.27
C10H4TM080 | NSX100H 70kA AC 4P4D 80A TMD | 460
C10H4TM100 | NSX100H 70kA AC 4P4D 100A TMD | 460
C10H6TM016 | NSX100H 70kA AC 4P3D 16A TMD | 385.59
C10H6TM025 | NSX100H 70kA AC 4P3D 25A TMD | 385.59
C10H6TM032 | NSX100H 70kA AC 4P3D 32A TMD | 385.59
C10H6TM040 | NSX100H 70kA AC 4P3D 40A TMD | 385.59
C10H6TM050 | NSX100H 70kA AC 4P3D 50A TMD | 385.59
C10H6TM063 | NSX100H 70kA AC 4P3D 63A TMD | 385.59
C10H6TM080 | NSX100H 70kA AC 4P3D 80A TMD | 432.94
C10H6TM100 | NSX100H 70kA AC 4P3D 100A TMD | 432.94
C10L3 | BASIC FRAME NSX100L 150kA AC 3P 100A | 405.88
C10L4 | BASIC FRAME NSX100L 150kA AC 4P 100A | 525.96
C10M1TM040 | NSX100M 40kA AC-DC 1P 40A TMD | 218.16
C10N1TM030 | NSX100N 25kA AC-DC 1P 30A TMD | 164.83
C10N1TM040 | NSX100N 25kA AC-DC 1P 40A TMD | 164.83
C10N1TM050 | NSX100N 25kA AC-DC 1P 50A TMD | 164.83
C10N1TM063 | NSX100N 25kA AC-DC 1P 63A TMD | 164.83
C10N3 | BASIC FRAME NSX100N 50kA AC 3P 100A | 143.59
C10N32D040 | NSX100N 50kA AC 3P3D 40A 2.2 | 458.31
C10N32D100 | NSX100N 50kA AC 3P3D 100A 2.2 | 458.31
C10N3MA003 | NSX100N 50kA AC 3P3D 2.5A MA | 358.53
C10N3MA007 | NSX100N 50kA AC 3P3D 6.3A MA | 358.53
C10N3MA013 | NSX100N 50kA AC 3P3D 12.5A MA | 358.53
C10N3MA025 | NSX100N 50kA AC 3P3D 25A MA | 358.53
C10N3MA050 | NSX100N 50kA AC 3P3D 50A MA | 358.53
C10N3MA100 | NSX100N 50kA AC 3P3D 100A MA | 365.3
C10N3TM016 | NSX100N 50kA AC 3P3D 16A TMD | 253.68
C10N3TM025 | NSX100N 50kA AC 3P3D 25A TMD | 253.68
C10N3TM032 | NSX100N 50kA AC 3P3D 32A TMD | 253.68
C10N3TM040 | NSX100N 50kA AC 3P3D 40A TMD | 253.68
C10N3TM050 | NSX100N 50kA AC 3P3D 50A TMD | 253.68
C10N3TM063 | NSX100N 50kA AC 3P3D 63A TMD | 253.68
C10N3TM080 | NSX100N 50kA AC 3P3D 80A TMD | 277.35
C10N3TM100 | NSX100N 50kA AC 3P3D 100A TMD | 299.07
C10N42D040 | NSX100N 50kA AC 4P4D 40A 2.2 | 640.96
C10N42D100 | NSX100N 50kA AC 4P4D 100A 2.2 | 640.96
C10N4TM016 | NSX100N 50kA AC 4P4D 16A TMD | 383.9
C10N4TM025 | NSX100N 50kA AC 4P4D 25A TMD | 383.9
C10N4TM032 | NSX100N 50kA AC 4P4D 32A TMD | 383.9
C10N4TM040 | NSX100N 50kA AC 4P4D 40A TMD | 383.9
C10N4TM050 | NSX100N 50kA AC 4P4D 50A TMD | 383.9
C10N4TM063 | NSX100N 50kA AC 4P4D 63A TMD | 383.9
C10N4TM080 | NSX100N 50kA AC 4P4D 80A TMD | 410.96
C10N4TM100 | NSX100N 50kA AC 4P4D 100A TMD | 410.96
C10N6TM016 | NSX100N 50kA AC 4P3D 16A TMD | 363.6
C10N6TM025 | NSX100N 50kA AC 4P3D 25A TMD | 363.6
C10N6TM032 | NSX100N 50kA AC 4P3D 32A TMD | 363.6
C10N6TM040 | NSX100N 50kA AC 4P3D 40A TMD | 363.6
C10N6TM050 | NSX100N 50kA AC 4P3D 50A TMD | 363.6
C10N6TM063 | NSX100N 50kA AC 4P3D 63A TMD | 363.6
C10N6TM080 | NSX100N 50kA AC 4P3D 80A TMD | 382.21
C10N6TM100 | NSX100N 50kA AC 4P3D 100A TMD | 382.21
C10S3 | BASIC FRAME NSX100S 100kA AC 3P 100A | 299.34
C10S4 | BASIC FRAME NSX100S 100kA AC 4P 100A | 409.27
C11B3TM016B | NSXm100B 25kA AC 3P 16A TMD BUSBAR | 189.41
C11B3TM025B | NSXm100B 25kA AC 3P 25A TMD BUSBAR | 189.41
C11B3TM032B | NSXm100B 25kA AC 3P 32A TMD BUSBAR | 189.41
C11B3TM040B | NSXm100B 25kA AC 3P 40A TMD BUSBAR | 189.41
C11B3TM050B | NSXm100B 25kA AC 3P 50A TMD BUSBAR | 189.41
C11B3TM063B | NSXm63B 25kA AC 3P 63A TMD BUSBAR | 189.41
C11B3TM080B | NSXm160B 25kA AC 3P 80A TMD BUSBAR | 204.63
C11B6TM016B | NSXm100B 25kA AC 4P3D 16A TMD BUSBAR | 285.81
C11B6TM025B | NSXm100B 25kA AC 4P3D 25A TMD BUSBAR | 285.81
C11B6TM032B | NSXm100B 25kA AC 4P3D 32A TMD BUSBAR | 285.81
C11B6TM040B | NSXm100B 25kA AC 4P3D 40A TMD BUSBAR | 285.81
C11B6TM050B | NSXm100B 25kA AC 4P3D 50A TMD BUSBAR | 285.81
C11B6TM063B | NSXm63B 25kA AC 4P3D 63A TMD BUSBAR | 285.81
C11B6TM080B | NSXm160B 25kA AC 4P3D 80A TMD BUSBAR | 306.1
C11B6TM100B | NSXm100B 25kA AC 4P3D 100A TMD BUSBAR | 306.1
C11F3TM016B | NSXm100F 36kA AC 3P 16A TMD BUSBAR | 201.25
C11F3TM025B | NSXm100F 36kA AC 3P 25A TMD BUSBAR | 201.25
C11F3TM032B | NSXm100F 36kA AC 3P 32A TMD BUSBAR | 201.25
C11F3TM040B | NSXm100F 36kA AC 3P 40A TMD BUSBAR | 201.25
C11F3TM050B | NSXm100F 36kA AC 3P 50A TMD BUSBAR | 201.25
C11F3TM063B | NSXm100F 36kA AC 3P 63A TMD BUSBAR | 201.25
C11F3TM080B | NSXm100F 36kA AC 3P 80A TMD BUSBAR | 221.55
C11F3TM100B | NSXm100F 36kA AC 3P 100A TMD BUSBAR | 221.55
C11F6TM016B | NSXm100F 36kA AC 4P3D 16A TMD BUSBAR | 307.8
C11F6TM025B | NSXm100F 36kA AC 4P3D 25A TMD BUSBAR | 307.8
C11F6TM032B | NSXm100F 36kA AC 4P3D 32A TMD BUSBAR | 307.8
C11F6TM040B | NSXm100F 36kA AC 4P3D 40A TMD BUSBAR | 307.8
C11F6TM050B | NSXm100F 36kA AC 4P3D 50A TMD BUSBAR | 307.8
C11F6TM063B | NSXm100F 36kA AC 4P3D 63A TMD BUSBAR | 307.8
C11F6TM080B | NSXm100F 36kA AC 4P3D 80A TMD BUSBAR | 341.62
C11F6TM100B | NSXm100F 36kA AC 4P3D 100A TMD BUSBAR | 341.62
C12B3TM125B | NSXm160B 25kA AC 3P 125A TMD BUSBAR | 265.52
C12B3TM160B | NSXm160B 25kA AC 3P 160A TMD BUSBAR | 343.31
C12B6TM125B | NSXm160B 25kA AC 4P3D 125A TMD BUSBAR | 375.44
C12B6TM160B | NSXm160B 25kA AC 4P3D 160A TMD BUSBAR | 470.15
C12F3TM125B | NSXm160F 36kA AC 3P 125A TMD BUSBAR | 292.58
C12F3TM160B | NSXm160F 36kA AC 3P 160A TMD BUSBAR | 378.83
C12F6TM125B | NSXm160F 36kA AC 4P3D 125A TMD BUSBAR | 434.63
C12F6TM160B | NSXm160F 36kA AC 4P3D 160A TMD BUSBAR | 529.34
C162160S | SWITCH NSX160NA AC 2P 160A | 246.91
C163160S | SWITCH NSX160NA AC 3P 160A | 297.65
C1632D160 | TRIP UNIT NSX160 AC 3P3D 160A 2.2 | 333.16
C1632G160 | TRIP UNIT NSX160 AC 3P3D 160A 2.2G | 360.22
C1632M150 | TRIP UNIT NSX160 AC 3P3D 150A 2.2M | 444.78
C1635E160 | TRIP UNIT NSX160 AC 3P3D 160A 5.2E | 967.36
C1636E160 | TRIP UNIT NSX160 AC 3P3D 160A 6.2E | 1150.01
C1636M150 | TRIP UNIT NSX160 AC 3P3D 150A 6.2EM | 1144.93
C163MA150 | TRIP UNIT NSX160 AC 3P3D 150A MA | 218.16
C163TM125D | TRIP UNIT NSX160 DC 3P 125A TMD | 126.48
C164160S | SWITCH NSX160NA AC 4P 160A | 383.9
C1642B160 | TRIP UNIT NSX160 AC 4P4D 160A 2.2AB | 439.71
C1642D160 | TRIP UNIT NSX160 AC 4P4D 160A 2.2 | 449.86
C1642G160 | TRIP UNIT NSX160 AC 4P4D 160A 2.2G | 456.62
C1645E160 | TRIP UNIT NSX160 AC 4P4D 160A 5.2E | 1129.71
C1646E160 | TRIP UNIT NSX160 AC 4P4D 160A 6.2E | 1368.17
C164TM160D | TRIP UNIT NSX160 DC 4P 160A TMD | 326.4
C166MA150 | TRIP UNIT NSX160 AC 4P3D 150A MA | 262.13
C16B3 | BASIC FRAME NSX160B 25kA AC 3P 160A | 182.65
C16B32D100 | NSX160B 25kA AC 3P 100A 2.2 | 461.69
C16B32D160 | NSX160B 25kA AC 3P 160A 2.2 | 503.97
C16B3TM080 | NSX160B 25kA AC 3P3D 80A TMD | 257.06
C16B3TM100 | NSX160B 25kA AC 3P3D 100A TMD | 257.06
C16B42D100 | NSX160B 25kA AC 4P 100A 2.2 | 673.09
C16B42D160 | NSX160B 25kA AC 4P 160A 2.2 | 778.36
C16B4TM080 | NSX160B 25kA AC 4P4D 80A TMD | 385.59
C16B4TM100 | NSX160B 25kA AC 4P4D 100A TMD | 385.59
C16B4TM125 | NSX160B 25kA AC 4P4D 125A TMD | 415.92
C16B4TM160 | NSX160B 25kA AC 4P4D 160A TMD | 556.55
C16B6TM080 | NSX160B 25kA AC 4P3D 80A TMD | 363.6
C16B6TM100 | NSX160B 25kA AC 4P3D 100A TMD | 363.6
C16F3 | BASIC FRAME NSX160F 36kA AC 3P 160A | 213.09
C16F32D100 | NSX160F 36kA AC 3P3D 100A 2.2 | 503.97
C16F32D160 | NSX160F 36kA AC 3P3D 160A 2.2 | 576.35
C16F3MA100 | NSX160F 36kA AC 3P3D 100A MA | 385.59
C16F3MA150 | NSX160F 36kA AC 3P3D 150A MA | 427.87
C16F3TM080 | NSX160F 36kA AC 3P3D 80A TMD | 282.43
C16F3TM100 | NSX160F 36kA AC 3P3D 100A TMD | 282.43
C16F4 | BASIC FRAME NSX160F 36kA AC 4P 160A | 328.09
C16F42D100 | NSX160F 36kA AC 4P4D 100A 2.2 | 737.36
C16F42D160 | NSX160F 36kA AC 4P4D 160A 2.2 | 839.75
C16F4TM080 | NSX160F 36kA AC 4P4D 80A TMD | 444.78
C16F4TM100 | NSX160F 36kA AC 4P4D 100A TMD | 444.78
C16F4TM125 | NSX160F 36kA AC 4P4D 125A TMD | 444.78
C16F6TM080 | NSX160F 36kA AC 4P3D 80A TMD | 422.8
C16F6TM100 | NSX160F 36kA AC 4P3D 100A TMD | 422.8
C16H3 | BASIC FRAME NSX160H 70kA AC 3P 160A | 294.27
C16H32D100 | NSX160H 70kA AC 3P3D 100A 2.2 | 583.46
C16H32D160 | NSX160H 70kA AC 3P3D 160A 2.2 | 612.21
C16H32M100 | NSX160H 70kA AC 3P3D 100A 2.2M | 669.71
C16H32M150 | NSX160H 70kA AC 3P3D 150A 2.2M | 767.8
C16H3MA100 | NSX160H 70kA AC 3P3D 100A MA | 485.37
C16H3MA150 | NSX160H 70kA AC 3P3D 150A MA | 492.13
C16H3TM080 | NSX160H 70kA AC 3P3D 80A TMD | 346.69
C16H3TM100 | NSX160H 70kA AC 3P3D 100A TMD | 346.69
C16H3TM125 | NSX160H 70kA AC 3P3D 125A TMD | 346.69
C16H3TM160 | NSX160H 70kA AC 3P3D 160A TMD | 439.71
C16H4 | BASIC FRAME NSX160H 70kA AC 4P 160A | 427.87
C16H42D100 | NSX160H 70kA AC 4P4D 100A 2.2 | 848.98
C16H42D160 | NSX160H 70kA AC 4P4D 160A 2.2 | 886.18
C16H4TM080 | NSX160H 70kA AC 4P4D 80A TMD | 531.03
C16H4TM100 | NSX160H 70kA AC 4P4D 100A TMD | 531.03
C16H4TM125 | NSX160H 70kA AC 4P4D 125A TMD | 531.03
C16H4TM160 | NSX160H 70kA AC 4P4D 160A TMD | 659.56
C16H6TM080 | NSX160H 70kA AC 4P3D 80A TMD | 507.36
C16H6TM100 | NSX160H 70kA AC 4P3D 100A TMD | 507.36
C16H6TM125 | NSX160H 70kA AC 4P3D 125A TMD | 507.36
C16H6TM160 | NSX160H 70kA AC 4P3D 160A TMD | 600.37
C16L3 | BASIC FRAME NSX160L 150kA AC 3P 160A | 549.64
C16L4 | BASIC FRAME NSX160L 150kA AC 4P 160A | 678.17
C16N3 | BASIC FRAME NSX160N 50kA AC 3P 160A | 248.6
C16N32D100 | NSX160N 50kA AC 3P3D 100A 2.2 | 539.49
C16N32D160 | NSX160N 50kA AC 3P3D 160A 2.2 | 568.24
C16N3MA100 | NSX160N 50kA AC 3P3D 100A MA | 422.8
C16N3MA150 | NSX160N 50kA AC 3P3D 150A MA | 461.69
C16N3TM080 | NSX160N 50kA AC 3P3D 80A TMD | 312.87
C16N3TM100 | NSX160N 50kA AC 3P3D 100A TMD | 312.87
C16N3TM125 | NSX160N 50kA AC 3P3D 125A TMD | 312.87
C16N3TM160 | NSX160N 50kA AC 3P3D 160A TMD | 429.79
C16N4 | BASIC FRAME NSX160N 50kA AC 4P 160A | 370.37
C16N42D100 | NSX160N 50kA AC 4P4D 100A 2.2 | 791.47
C16N42D160 | NSX160N 50kA AC 4P4D 160A 2.2 | 828.68
C16N4TM080 | NSX160N 50kA AC 4P4D 80A TMD | 502.28
C16N4TM100 | NSX160N 50kA AC 4P4D 100A TMD | 502.28
C16N4TM125 | NSX160N 50kA AC 4P4D 125A TMD | 480.3
C16N4TM160 | NSX160N 50kA AC 4P4D 160A TMD | 608.83
C16N6TM080 | NSX160N 50kA AC 4P3D 80A TMD | 456.62
C16N6TM100 | NSX160N 50kA AC 4P3D 100A TMD | 456.62
C16N6TM125 | NSX160N 50kA AC 4P3D 125A TMD | 456.62
C16N6TM160 | NSX160N 50kA AC 4P3D 160A TMD | 547.94
C16S3 | BASIC FRAME NSX160S 100kA AC 3P 160A | 387.28
C16S4 | BASIC FRAME NSX160S 100kA AC 4P 160A | 544.56
C2532D250 | TRIP UNIT NSX250 AC 3P3D 250A 2.2 | 385.59
C2532G250 | TRIP UNIT NSX250 AC 3P3D 250A 2.2G | 476.91
C2532M220 | TRIP UNIT NSX250 AC 3P3D 220A 2.2M | 546.25
C2535E250 | TRIP UNIT NSX250 AC 3P3D 250A 5.2E | 1043.46
C2535Z250 | TRIP UNIT NSX250 AC 3P3D 250A 5.2AZ | 857.43
C2536E250 | TRIP UNIT NSX250 AC 3P3D 250A 6.2E | 1243.02
C2536M220 | TRIP UNIT NSX250 AC 3P3D 220A 6.2EM | 1180.45
C253MA220 | TRIP UNIT NSX250 AC 3P3D 220A MA | 314.56
C253TM200D | TRIP UNIT NSX250 DC 3P 200A TMD | 341.62
C253TM250 | TRIP UNIT NSX250 AC 3P3D 250A TMD | 238.46
C253TM250D | TRIP UNIT NSX250 DC 3P 250A TMD | 348.38
C2542B240 | TRIP UNIT NSX250 AC 4P4D 240A 2.2AB | 558.09
C2542D250 | TRIP UNIT NSX250 AC 4P4D 250A 2.2 | 541.18
C2542G250 | TRIP UNIT NSX250 AC 4P4D 250A 2.2G | 625.74
C2545E250 | TRIP UNIT NSX250 AC 4P4D 250A 5.2E | 1244.71
C2546E250 | TRIP UNIT NSX250 AC 4P4D 250A 6.2E | 1505.16
C254TM250D | TRIP UNIT NSX250 DC 4P 250A TMD | 453.24
C256MA220 | TRIP UNIT NSX250 AC 4P3D 220A MA | 343.31
C256TM250 | TRIP UNIT NSX250 AC 4P3D 250A TMD | 294.27
C25B3 | BASIC FRAME NSX250B 25kA AC 3P 250A | 275.66
C25B32D100 | NSX250B 25kA AC 3P 100A 2.2 | 575
C25B32D160 | NSX250B 25kA AC 3P 160A 2.2 | 605.44
C25B32D250 | NSX250B 25kA AC 3P 250A 2.2 | 684.93
C25B4 | BASIC FRAME NSX250B 25kA AC 4P 250A | 426.18
C25B42D100 | NSX250B 25kA AC 4P 100A 2.2 | 821.92
C25B42D160 | NSX250B 25kA AC 4P 160A 2.2 | 838.83
C25B42D250 | NSX250B 25kA AC 4P 250A 2.2 | 1046.1
C25B4TM125 | NSX250B 25kA AC 4P4D 125A TMD | 573.31
C25B4TM160 | NSX250B 25kA AC 4P4D 160A TMD | 715.37
C25B4TM200 | NSX250B 25kA AC 4P4D 200A TMD | 924.08
C25B4TM250 | NSX250B 25kA AC 4P4D 250A TMD | 768.45
C25B6TM125 | NSX250B 25kA AC 4P3D 125A TMD | 573.31
C25F3 | BASIC FRAME NSX250F 36kA AC 3P 250A | 365.3
C25F32D100 | NSX250F 36kA AC 3P3D 100A 2.2 | 646.03
C25F32D160 | NSX250F 36kA AC 3P3D 160A 2.2 | 674.78
C25F32D250 | NSX250F 36kA AC 3P3D 250A 2.2 | 835.8
C25F3MA150 | NSX250F 36kA AC 3P3D 150A MA | 568.24
C25F3MA220 | NSX250F 36kA AC 3P3D 220A MA | 736.77
C25F3TM125 | NSX250F 36kA AC 3P3D 125A TMD | 481.99
C25F3TM160 | NSX250F 36kA AC 3P3D 160A TMD | 507.36
C25F4 | BASIC FRAME NSX250F 36kA AC 4P 250A | 529.34
C25F42D100 | NSX250F 36kA AC 4P4D 100A 2.2 | 936.92
C25F42D160 | NSX250F 36kA AC 4P4D 160A 2.2 | 963.98
C25F42D250 | NSX250F 36kA AC 4P4D 250A 2.2 | 1154.85
C25F4TM125 | NSX250F 36kA AC 4P4D 125A TMD | 727.21
C25F4TM160 | NSX250F 36kA AC 4P4D 160A TMD | 766.11
C25F4TM200 | NSX250F 36kA AC 4P4D 200A TMD | 825.3
C25F6TM125 | NSX250F 36kA AC 4P3D 125A TMD | 654.49
C25F6TM160 | NSX250F 36kA AC 4P3D 160A TMD | 706.92
C25H3 | BASIC FRAME NSX250H 70kA AC 3P 250A | 429.56
C25H32D100 | NSX250H 70kA AC 3P3D 100A 2.2 | 737.36
C25H32D160 | NSX250H 70kA AC 3P3D 160A 2.2 | 764.42
C25H32D250 | NSX250H 70kA AC 3P3D 250A 2.2 | 852.36
C25H32M150 | NSX250H 70kA AC 3P3D 150A 2.2M | 909.86
C25H32M220 | NSX250H 70kA AC 3P3D 220A 2.2M | 972.43
C25H3MA150 | NSX250H 70kA AC 3P3D 150A MA | 657.87
C25H3MA220 | NSX250H 70kA AC 3P3D 220A MA | 740.74
C25H3TM125 | NSX250H 70kA AC 3P3D 125A TMD | 563.16
C25H3TM160 | NSX250H 70kA AC 3P3D 160A TMD | 564.86
C25H3TM200 | NSX250H 70kA AC 3P3D 200A TMD | 630.81
C25H3TM250 | NSX250H 70kA AC 3P3D 250A TMD | 649.42
C25H4 | BASIC FRAME NSX250H 70kA AC 4P 250A | 647.72
C25H42D100 | NSX250H 70kA AC 4P4D 100A 2.2 | 1055.3
C25H42D160 | NSX250H 70kA AC 4P4D 160A 2.2 | 1060.37
C25H42D250 | NSX250H 70kA AC 4P4D 250A 2.2 | 1187.21
C25H4TM125 | NSX250H 70kA AC 4P4D 125A TMD | 830.37
C25H4TM160 | NSX250H 70kA AC 4P4D 160A TMD | 884.49
C25H4TM200 | NSX250H 70kA AC 4P4D 200A TMD | 943.68
C25H4TM250 | NSX250H 70kA AC 4P4D 250A TMD | 943.68
C25H6TM125 | NSX250H 70kA AC 4P3D 125A TMD | 779.64
C25H6TM160 | NSX250H 70kA AC 4P3D 160A TMD | 794.86
C25H6TM200 | NSX250H 70kA AC 4P3D 200A TMD | 874.34
C25H6TM250 | NSX250H 70kA AC 4P3D 250A TMD | 874.34
C25L3 | BASIC FRAME NSX250L 150kA AC 3P 250A | 805
C25L4 | BASIC FRAME NSX250L 150kA AC 4P 250A | 1060.37
C25N3 | BASIC FRAME NSX250N 50kA AC 3P 250A | 378.83
C25N32D100 | NSX250N 50kA AC 3P3D 100A 2.2 | 681.55
C25N32D160 | NSX250N 50kA AC 3P3D 160A 2.2 | 710.3
C25N32D250 | NSX250N 50kA AC 3P3D 250A 2.2 | 801.62
C25N3MA150 | NSX250N 50kA AC 3P3D 150A MA | 603.75
C25N3MA220 | NSX250N 50kA AC 3P3D 220A MA | 688.31
C25N3TM125 | NSX250N 50kA AC 3P3D 125A TMD | 495.52
C25N3TM160 | NSX250N 50kA AC 3P3D 160A TMD | 531.03
C25N3TM200 | NSX250N 50kA AC 3P3D 200A TMD | 595.3
C25N3TM250 | NSX250N 50kA AC 3P3D 250A TMD | 641.71
C25N4 | BASIC FRAME NSX250N 50kA AC 4P 250A | 595.3
C25N42D100 | NSX250N 50kA AC 4P4D 100A 2.2 | 982.58
C25N42D160 | NSX250N 50kA AC 4P4D 160A 2.2 | 1041.77
C25N42D250 | NSX250N 50kA AC 4P4D 250A 2.2 | 1133.09
C25N4TM125 | NSX250N 50kA AC 4P4D 125A TMD | 789.78
C25N4TM160 | NSX250N 50kA AC 4P4D 160A TMD | 826.99
C25N4TM200 | NSX250N 50kA AC 4P4D 200A TMD | 859.12
C25N4TM250 | NSX250N 50kA AC 4P4D 250A TMD | 889.56
C25N6TM125 | NSX250N 50kA AC 4P3D 125A TMD | 744.12
C25N6TM160 | NSX250N 50kA AC 4P3D 160A TMD | 766.11
C25N6TM200 | NSX250N 50kA AC 4P3D 200A TMD | 793.17
C25N6TM250 | NSX250N 50kA AC 4P3D 250A TMD | 793.17
C25S3 | BASIC FRAME NSX250S 100kA AC 3P 250A | 750.89
C25S4 | BASIC FRAME NSX250S 100kA AC 4P 250A | 923.39
C4031M320 | TRIP UNIT NSX400 AC 3P3D 320A 1.3M | 427.87
C4032D250 | TRIP UNIT NSX400 AC 3P3D 250A 2.3 | 505.66
C4032D400 | TRIP UNIT NSX400 AC 3P3D 400A 2.3 | 488.75
C4032M320 | TRIP UNIT NSX400 AC 3P3D 320A 2.3M | 706.92
C403400S | SWITCH NSX400NA AC 3P3D 400A | 732.28
C4035E400 | TRIP UNIT NSX400 AC 3P3D 400A 5.3E | 1077.29
C4036E400 | TRIP UNIT NSX400 AC 3P3D 400A 6.3E | 1300.52
C4036M320 | TRIP UNIT NSX400 AC 3P3D 320A 6.3EM | 1495.01
C4041M320 | TRIP UNIT NSX400 AC 4P4D 320A 1.3M | 490.44
C4042B400 | TRIP UNIT NSX400 AC 4P4D 400A 2.3AB | 774.56
C4042D250 | TRIP UNIT NSX400 AC 4P4D 250A 2.3 | 683.24
C4042D400 | TRIP UNIT NSX400 AC 4P4D 400A 2.3 | 683.24
C404400S | SWITCH NSX400NA AC 4P4D 400A | 979.2
C4045E400 | TRIP UNIT NSX400 AC 4P4D 400A 5.3E | 1190.59
C4046E400 | TRIP UNIT NSX400 AC 4P4D 400A 6.3E | 1422.29
C40F32D250 | NSX400F 36kA AC 3P3D 250A 2.3 | 909.86
C40F32M320 | NSX400F 36kA AC 3P3D 320A 2.3M | 1094.2
C40F42D250 | NSX400F 36kA AC 4P4D 250A 2.3 | 1097.58
C40H3 | BASIC FRAME NSX400H 70kA AC 3P 400A | 629.12
C40H31M320 | NSX400H 70kA AC 3P3D 320A 1.3M | 1133.09
C40H32D250 | NSX400H 70kA AC 3P3D 250A 2.3 | 1139.86
C40H32D400 | NSX400H 70kA AC 3P3D 400A 2.3 | 1102.65
C40H32M320 | NSX400H 70kA AC 3P3D 320A 2.3M | 1403.68
C40H4 | BASIC FRAME NSX400H 70kA AC 4P 400A | 727.21
C40H42D250 | NSX400H 70kA AC 4P4D 250A 2.3 | 1351.26
C40H42D400 | NSX400H 70kA AC 4P4D 400A 2.3 | 1351.26
C40L3 | BASIC FRAME NSX400L 150kA AC 3P 400A | 815.15
C40L4 | BASIC FRAME NSX400L 150kA AC 4P 400A | 1016.4
C40N31M320 | NSX400N 50kA AC 3P3D 320A 1.3M | 942.74
C40N32D250 | NSX400N 50kA AC 3P3D 250A 2.3 | 977.51
C40N32D400 | NSX400N 50kA AC 3P3D 400A 2.3 | 1027.91
C40N32M320 | NSX400N 50kA AC 3P3D 320A 2.3M | 1344.49
C40N42D250 | NSX400N 50kA AC 4P4D 250A 2.3 | 1234.57
C40N42D400 | NSX400N 50kA AC 4P4D 400A 2.3 | 1307.16
C40S3 | BASIC FRAME NSX400S 100kA AC 3P 400A | 730.59
C6331M500 | TRIP UNIT NSX630 AC 3P3D 500A 1.3M | 596.99
C6332D630 | TRIP UNIT NSX630 AC 4P4D 630A 2.3 | 664.64
C6332M500 | TRIP UNIT NSX630 AC 3P3D 500A 2.3M | 810.08
C6335E630 | TRIP UNIT NSX630 AC 3P3D 630A 5.3E | 1317.43
C6335Z630 | TRIP UNIT NSX630 AC 3P3D 630A 5.3AZ | 994.42
C633630S | SWITCH NSX630NA AC 3P3D 630A | 960.59
C6336E630 | TRIP UNIT NSX630 AC 3P3D 630A 6.3E | 1478.1
C6336M500 | TRIP UNIT NSX630 AC 3P3D 500A 6.3EM | 1566.04
C6341M500 | TRIP UNIT NSX630 AC 4P4D 500A 1.3M | 580.08
C6342D630 | TRIP UNIT NSX400 AC 3P3D 400A 2.3 | 799.93
C6345E630 | TRIP UNIT NSX630 AC 4P4D 630A 5.3E | 1457.8
C634630S | SWITCH NSX630NA AC 4P4D 630A | 1224.42
C6346E630 | TRIP UNIT NSX630 AC 4P4D 630A 6.3E | 1677.66
C63F3 | BASIC FRAME NSX630F 36kA AC 3P 630A | 532.72
C63F32M500 | NSX630F 36kA AC 3P3D 500A 2.3M | 1341.11
C63F4 | BASIC FRAME NSX630F 36kA AC 4P 630A | 671.4
C63H3 | BASIC FRAME NSX630H 70kA AC 3P 630A | 757.65
C63H31M500 | NSX630H 70kA AC 3P3D 500A 1.3M | 1320.82
C63H32D630 | NSX630H 70kA AC 3P3D 630A 2.3 | 1415.52
C63H4 | BASIC FRAME NSX630H 70kA AC 4P 630A | 975.81
C63H42D630 | NSX630H 70kA AC 4P4D 630A 2.3 | 1789.27
C63L3 | BASIC FRAME NSX630L 150kA AC 3P 630A | 1033.31
C63L4 | BASIC FRAME NSX630L 150kA AC 4P 630A | 1385.08
C63N3 | BASIC FRAME NSX630N 50kA AC 3P 630A | 632.5
C63N31M500 | NSX630N 50kA AC 3P3D 500A 1.3M | 1275.15
C63N32M500 | NSX630N 50kA AC 3P3D 500A 2.3M | 1542.36
C63N4 | BASIC FRAME NSX630N 50kA AC 4P 630A | 826.99
C63S3 | BASIC FRAME NSX630S 100kA AC 3P 630A | 938.61
C63S4 | BASIC FRAME NSX630S 100kA AC 4P 630A | 1244.71
C63W36E630 | NSX630HB2 100kA AC 3P 630A 6.3E | 2575.68
CA3KN22BD | CONT. AUXILIAR K 2NA+2NC.24 VCC | 42.77
CAD32B7 | AUXILIARY CONTACTOR | 39.26
CAD32F7 | AUXILIARY CONTACTOR | 39.26
CAD50M7 | AUXILIARY CONTACTOR | 39.97
CCT15232 | ELECTRONIC TIMER 30S TO 20 MN MINS ACTI9 | 95.55
CCT15233 | ELEC TIMER WARNING 30S TO 20 MN MINP A9 | 179.27
CCT15234 | ELEC TIMER IMP FUN 30S TO 20 MN MINT A9 | 186.16
CCT15338 | TIME SWITCHES 60MN WITHOUT POWER RESERVE | 96.95
CCT15367 | TIME SWITCHES 7 DAYS WITH POWER RESERVE | 140.89
CCT15860 | IHP PLUS KEY PROGRAMMING TOOL | 304.41
CCT15861 | IHP PLUS PROGRAMMING KEY | 76.04
CCT16364 | TIME SWITCHES 24H WITHOUT POWER RESERVE | 72.56
CCTDD20001 | DIMMER 400W STD400RC RL DIN | 233.38
CCTDD20002 | DIMMER 400W STD400RC RL SAE | 279.05
CCTDD20003 | DIMMER 1000W STD1000 RL DIN | 243.53
CCTDD20004 | DIMMER 1000W STD1000 RL SAE | 378.83
CCTDD20011 | DIMMER 1 TO 10V SCU10 DIN | 294.27
DF101N | FUSE HOLDER 1P N 32A FOR FUSE 10 X 38 MM | 15.38
DF101NV | FUSE HOLDER 1P N 32A 10 X 38 MELT INDIC | 19.12
DF101V | FUSE HOLDER 1P 32A 10 X 38 MELTING INDIC | 10.44
DF102 | FUSE HOLDER 2P 32A FOR FUSE 10 X 38 MM | 14.77
DF103N | FUSE HOLDER 3P N 32A FOR FUSE 10 X 38 MM | 34.67
DF103NV | FUSE HOLDER 3P N 32A 10 X 38 MM INDICAT. | 38.28
DF103V | FUSE HOLDER 3P 32A 10 X 38 MM MELT.INDIC | 31.61
DF10AP | ASSEMBLY KIT FOR FUSE HOLDERS DF8 AND DF | 0.91
DF10N | FUSE HOLDER N 32A FOR FUSE 10 X 38 MM | 7.22
DF141 | FUSE HOLDER 1P 50A FOR FUSE 14 X 51 MM | 13.46
DF141V | FUSE HOLDER 1P 50A FOR FUSE 14 X 51 MM | 15.81
DF143NVC | FUSE HOLDER 3P N 50A FOR FUSE 14 X 51 MM | 59.13
DF14AM1 | 1 MICROSWITCH FOR FUSE HOLDERS DF14 3 PO | 10.34
DF14N | FUSE HOLDER N 50A FOR FUSE 14 X 51 MM | 15.48
DF221 | FUSE HOLDER 1P 125A FOR FUSE 22 X 58 MM | 25.4
DF222 | FUSE HOLDER 2P 125A FOR FUSE 22 X 58 MM | 59.13
DF223NVC | FUSE HOLDER 3P N 125A FOR FUSE 22 X 58 M | 79.88
DF22N | FUSE HOLDER N 125A FOR FUSE 22 X 58 MM | 27.87
DF81 | FUSE HOLDER 1P 25A FUSE 8,5 X 31,5 MM | 5.59
DF82 | FUSE HOLDER 2P 25A FUSE 8,5 X 31,5 MM | 12.68
DF83 | FUSE HOLDER 3P 25A FUSE 8,5 X 31,5 MM | 17.5
DF83N | FUSE HOLDER 3P N 25A FUSE 8,5 X 31,5 MM | 28.91
DF83V | FUSE HOLDER 3P 25A 8,5 X 31,5 MELT.INDIC | 27.06
EZAFASB2 | EZ PHASE BARRIER 2PC | 20.59
EZALOCK | EZ PADLOCK ATTACHEMENT | 10.96
EZALUG0502 | EZ CABLE LUGS 2PCS UP TO 50A | 18.28
EZALUG0503 | EZ CABLE LUGS 3PCS UP TO 50A | 27.09
EZALUG1002 | EZ CABLE LUGS 2PCS UP TO 100A | 22.02
EZALUG1003 | EZ CABLE LUGS 3PCS UP TO 100A | 31.02
EZAROTDS | EZ DIRECT ROTARY HANDLE STD | 64.88
EZASPDR3P | EASYPACT SPREADER 35MM PITCH | 29.53
EZASPDR4P | SPREADERS 4P | 79.36
EZATSHD3P | EZ TERMINAL SHIELD 3P | 24.36
EZC100B3015 | MG EZC100B 7.5kA 3P/3T 15A | 81.83
EZC100B3020 | MG EZC100B 7.5kA 3P/3T 20A | 81.83
EZC100B3025 | MG EZC100B 7.5kA 3P/3T 25A | 81.83
EZC100B3030 | MG EZC100B 7.5kA 3P/3T 30A | 81.83
EZC100B3040 | MG EZC100B 7.5kA 3P/3T 40A | 81.83
EZC100B3050 | MG EZC100B 7.5kA 3P/3T 50A | 81.83
EZC100B3060 | MG EZC100B 7.5kA 3P/3T 60A | 87.33
EZC100F3015 | MG EZC100 F 10kA 3P/3T 15A | 91.05
EZC100F3020 | MG EZC100 F 10kA 3P/3T 20A | 91.05
EZC100F3025 | MG EZC100 F 10kA 3P/3T 25A | 91.05
EZC100F3030 | MG EZC100 F 10kA 3P/3T 30A | 91.05
EZC100F3040 | MG EZC100 F 10kA 3P/3T 40A | 91.05
EZC100F3050 | MG EZC100 F 10kA 3P/3T 50A | 91.05
EZC100F3060 | MG EZC100 F 10kA 3P/3T 60A | 98.94
EZC100F3075 | MG EZC100 F 10kA 3P/3T 75A | 98.94
EZC100F3080 | MG EZC100 F 10kA 3P/3T 80A | 98.94
EZC100H1015 | MG EZC100 25KA/240V 1P 15A | 64.18
EZC100H1075 | MG EZC100 25KA/240V 1P 75A | 66.02
EZC100H2015 | MG EZC100 H 30kA 2P/2T 15A | 104.17
EZC100H2030 | MG EZC100 H 30kA 2P/2T 30A | 80.85
EZC100H2050 | MG EZC100 H 30kA 2P/2T 50A | 80.85
EZC100H2060 | MG EZC100 H 30kA 2P/2T 60A | 80.85
EZC100H2075 | MG EZC100 H 30kA 2P/2T 75A | 80.85
EZC100H2080 | MG EZC100 H 30kA 2P/2T 80A | 80.85
EZC100H2100 | MG EZC100 H 30kA 2P/2T 100A | 80.85
EZC100H3075 | MG EZC100 H 30kA 3P/3T 75A | 89.96
EZC100H4020 | EZC100H 30KA 4P3D 020A | 198.82
EZC100H4025 | EZC100H 30KA 4P3D 025A | 120.17
EZC100H4030 | EZC100H 30KA 4P3D 030A | 120.17
EZC100H4060 | EZC100H 30KA 4P3D 060A | 218.55
EZC100H4075 | EZC100H 30KA 4P3D 075A | 129.7
EZC100H4080 | EZC100H 30KA 4P3D 080A | 207.63
EZC100H4100 | EZC100H 30KA 4P3D 100A | 207.63
EZC100N1015 | MG EZC100 18KA/240V 1P 15A | 46.17
EZC100N1020 | MG EZC100 18KA/240V 1P 20A | 46.17
EZC100N1075 | MG EZC100 18KA/240V 1P 75A | 35.91
EZC100N3032 | MG EZC100 N 15KA 3P 3T 32A | 63.91
EZC100N3063 | MG EZC100 N 15KA 3P 3T 63A | 79.23
EZC100N3075 | MG EZC100 N 15kA 3P/3T 75A | 125.23
EZC100N4075 | EZC100N 15KA 4P3D 075A | 115.07
EZC250F3100 | MG EZC250 18KA 415V 3P 100A | 152.95
EZC250F3150 | MG EZC250 18KA 415V 3P 150A | 192.43
EZC250F3225 | MG EZC250 18KA 415V 3P 225A | 228.31
EZC250H2100 | MG EZC250 36KA 415V 2P 100A | 125.38
EZC250H2125 | MG EZC250 36KA 415V 2P 125A | 180.27
EZC250H2150 | MG EZC250 36KA 415V 2P 150A | 158.61
EZC250H2160 | MG EZC250 36KA 415V 2P 160A | 220.98
EZC250H2175 | MG EZC250 36KA 415V 2P 175A | 180.96
EZC250H2225 | MG EZC250 36KA 415V 2P 225A | 191.1
EZC250H3100 | MG EZC250 36KA 415V 3P 100A | 203.02
EZC250H3150 | MG EZC250 36KA 415V 3P 150A | 162.58
EZC250H3175 | MG EZC250 36KA 415V 3P 175A | 226.62
EZC250H3225 | MG EZC250 36KA 415V 3P 225A | 262.13
EZC250H4063 | EZC250H 36KA 4P3D 063A MG EASYPACT CIRC | 219.85
EZC250H4100 | EZC250H 36KA 4P3D 100A MG EASYPACT CIRC | 219.85
EZC250H4125 | EZC250H 36KA 4P3D 125A MG EASYPACT CIRC | 246.91
EZC250H4150 | EZC250H 36KA 4P3D 150A MG EASYPACT CIRC | 277.35
EZC250H4160 | EZC250H 36KA 4P3D 160A MG EASYPACT CIRC | 304.41
EZC250H4200 | EZC250H 36KA 4P3D 200A MG EASYPACT CIRC | 358.53
EZC250H4250 | EZC250H 36KA 4P3D 250A MG EASYPACT CIRC | 392.36
EZC250N3100 | MG EZC250 25KA 415V 3P 100A | 108.43
EZC250N3225 | MG EZC250 25KA 415V 3P 225A | 231.69
EZC250N4100 | EZC250N 25KA 4P3D 100A MG EASYPACT CIRC | 209.71
EZC250N4150 | EZC250N 25KA 4P3D 150A MG EASYPACT CIRC | 260.44
EZC400H3320N | EZC400H TM320D 3P3D CIRCUIT BREAKER | 434.63
EZC400H3350N | EZC400H TM350D 3P3D CIRCUIT BREAKER | 434.63
EZC400H3400N | EZC400H TM400D 3P3D CIRCUIT BREAKER | 498.9
EZC400H4320N | EZC400H TM320D 4P3D CIRCUIT BREAKER | 769.49
EZC400H4350N | EZC400H TM350D 4P3D CIRCUIT BREAKER | 769.49
EZC400N3320N | EZC400N TM320D 3P3D CIRCUIT BREAKER | 443.09
EZC400N3350N | EZC400N TM350D 3P3D CIRCUIT BREAKER | 443.09
EZC400N3400N | EZC400N TM400D 3P3D CIRCUIT BREAKER | 512.79
EZC400N4320N | EZC400N TM320D 4P3D CIRCUIT BREAKER | 652.8
EZC400N4400N | EZC400N TM400D 4P3D CIRCUIT BREAKER | 631.89
EZC630H3400N | EZC630H TM400D 3P3D | 703.53
EZC630H3500N | EZC630H TM500D 3P3D | 703.53
EZC630H3600N | EZC630H TM600D 3P3D | 703.53
EZC630H4500N | EZC630H TM500D 4P3D | 950.45
EZC630H4600N | EZC630H TM600D 4P3D | 950.45
EZC630N3400N | EZC630N TM400D 3P3D | 625.74
EZC630N3500N | EZC630N TM500D 3P3D | 625.74
EZC630N3600N | EZC630N TM600D 3P3D | 625.74
EZC630N4500N | EZC630N TM500D 4P3D | 830.37
EZC630N4600N | EZC630N TM600D 4P3D | 830.37
EZEFASB2 | EZ250 PHASE BARRIERS 2PC | 7.25
EZELOCK | EZ250 PADLOCKING SYSTEM | 9.66
EZELUG2503 | EZ250 CABLE LUGS UP TO 150 MM2 3PCS | 28.89
EZEROTDS | EZ250 STANDARD DIRECT ROTARY HANDLE | 73.27
EZEROTE | EZ250 EXTENDED ROTARY HANDLE | 98.67
EZESPDR4P | SPREADERS 4P EZ250 CIRCUIT BREAKER ACCE | 42.64
EZETSHD3PN | TERMINAL SHIELDS 3P 68MM EZ250 CIRCUIT | 13.92
EZETSHD4PN | TERMINAL SHIELDS 4P 68MM EZ250 CIRCUIT | 18.99
GB2CD12 | CONTROL CIRCUIT BREAKER | 43.22
GC1611M5 | CONTAC TO R GC 1 NO 1 NC 16 A 220 TO 240 | 32.43
GC1620M5 | CONTAC TO R GC 2 NO 16 A 220 TO 240 V AC | 32.43
GC1622M5 | CONTAC TO R GC 2 NO 2 NC 16 A 220 TO 240 | 46.61
GC1630M5 | CONTAC TO R GC 3 NO 16 A 220 TO 240 V AC | 41.73
GC1640M5 | CONTAC TO R GC 4 NO 16 A 220 TO 240 V AC | 40.33
GC2520M5 | CONTAC TO R GC 2 NO 25 A 220 TO 240 V AC | 40.17
GC2522M5 | CONTAC TO R GC 2 NO 2 NC 25 A 220 TO 240 | 56.95
GC2530M5 | CONTACTOR GC 3 NO 25 A 220 TO 240 V AC | 47.65
GC2540M5 | CONTAC TO R GC 4 NO 25 A 220 TO 240 V AC | 52.13
GC4020M5 | CONTAC TO R GC 2 NO 40 A 220 TO 240 V AC | 53.47
GC4030M5 | CONTAC TO R GC 3 NO 40 A 220 TO 240 V AC | 71.84
GC4040M5 | CONTAC TO R GC 4 NO 40 A 220 TO 240 V AC | 84.59
GC6320M5 | CONTAC TO R GC 2 NO 63 A 220 TO 240 V AC | 89.01
GC6340M5 | CONTAC TO R GC 4 NO 63 A 220 TO 240 V AC | 107.29
GV1G10 | PROTECTIVE END COVER GV2 BUSBAR | 3.74
GV2APN02 | KIT IP54 RED HANDLE - SHAFT FRONT GV2P/L | 63.42
GV2APN04 | KIT HANDLE GV2 RED IP65 W/O TRIP | 68.49
GV2G05 | TERMINAL BLOCK FOR GV1 L3 | 26.11
GV2G245 | 2 TAP OFFS BUSBAR GV2 63A 45MM PITCH | 12.33
GV2G254 | 2 TAP OFFS BUSBAR GV2 63A 54MM PITCH | 14.3
GV2G272 | 2 TAP OFFS BUSBAR GV2 63A 72MM PITCH | 69.7
GV2G345 | 3 TAP OFFS BUSBAR GV2 63A 45MM PITCH | 15.5
GV2G354 | 3 TAP OFFS BUSBAR GV2 63A 54MM PITCH | 18.13
GV2L05 | MAGNETIC CIRCUIT BREAKER | 61.7
GV2L06 | MAGNETIC CIRCUIT BREAKER | 61.7
GV2L07 | MAGNETIC CIRCUIT BREAKER | 61.7
GV2L10 | MAGNETIC CIRCUIT BREAKER | 61.7
GV2LE03 | GV2 MOTOR CB MAGNETIC 0.4A TOGGLE SWITCH | 53.11
GV2LE04 | GV2 MOTOR CB MAGNETIC 0.63A TOGGLEITCH | 53.11
GV2LE20 | GV2 MOTOR CB MAGNETIC 18A TOGGLE SWITCH | 67.71
GV2MC01 | SURFACE MOUNT.ENCL.IP41 | 24.03
GV2P01 | MOTOR CIRCUIT BREAKER | 88.69
GV2P02 | MOTOR CIRCUIT BREAKER | 88.69
GV2P03 | MOTOR CIRCUIT BREAKER | 97.27
GV2P04 | MOTOR CIRCUIT BREAKER | 94.88
GV2P06 | MOTOR CIRCUIT BREAKER | 97.6
GV3G364 | 3 BREAKERS POWER BUSBAR | 22.8
GV3L25 | GV3L MOTOR CB MAGNETIC 25A EVERLINK | 180.89
GV3L32 | GV3L MOTOR CB MAGNETIC 32A EVERLINK | 204.15
GV3L65 | TeSys MOTOR CB MAGNETIC 65A EVLK | 238.13
GV3P13 | GV3P MOTOR CB THERM/MAG 9-13A EVERLINK | 187.92
GV3P18 | GV3P MOTOR CB THERM/MAG 12-18A EVERLINK | 189.77
GVAE1 | GV2 GV3 AUXILIARY N/O OR N/C TOP | 7.81
GVAE20 | GV2 GV3 AUXILIARY N/O N/O TOP | 9.72
GVAN20 | SIDE MOUNT AUX 2NO | 12.26
GVAS225 | GV2 GV3 SHUNT TRIP 240V RHS MOUNT | 34.77
GVAU225 | GV2 GV3 UNDERVOLT 240V RHS MOUNT | 31.58
HMIGTO5310 | 10.4 Color Touch Panel VGA-TFT. | 2824.8
K1C003QLH | LP CAM SWITCH | 26.96
KCF1PZ | OPERATOR EMER SWIT V02/V2 | 13.33
KCF2PZ | MAIN EMERG SWI HDL V3/4 | 14.99
LA1KN04 | ADD ON BLOCK 4NC | 21.67
LA1KN11 | ADD ON BLOCK 1NO + 1NC | 12.29
LA1KN20 | ADD ON BLOCK 2 'NO' | 12.36
LA1KN22 | CONTACTO AUX. INST. 2 NA 2 NC | 21.67
LA7D3064 | TERMINAL BLOCK | 54.97
LA9D65A69 | LC1D40A-D65A REVERSER WIRING | 53.27
LAD8N20 | CONTACTS BLOCK | 17.48
LAD9R3S | LC1D40A-D65A 3P CHANGEOVER KIT | 35.11
LC1D09JD | 3P CONT 9A AC3 4KW 1NO 1NC 12VDC COIL | 42.25
LC1D12F7 | CONTACTOR 12A 1F+1O 110V 50 60 | 35.42
LC1D12JD | 3P CONT 12A AC3 5.5KW 1NO 1NC 12VDC COIL | 47.52
LC1D18E7 | CONTACTOR 18A 1F+1O 48V 50/60 | 48.23
LC1D38BD | 3P CON 38A AC3 18.5KW 1NO 1NC 24VDC COIL | 167.72
LC1D38E7 | 3P CONT 38 AC3 18.5KW 1NO 1NC 48VAC COIL | 113.79
LC1D38F7 | 3P CON 38 AC3 18.5KW 1NO 1NC 110VAC COIL | 113.79
LC1D38Q7 | 3P CON 38 AC3 18.5KW 1NO 1NC 415VAC COIL | 113.79
LC1D40ABD | 3P EVLK CONT 40A 18,5KW AC3 24VDC | 191.62
LC1D40AED | 3P EVLK CONT 40A 18,5KW AC3 48VDC | 191.62
LC1D40AF7 | 3P EVLK CONTACTOR 40A 18,5KW AC3 110VAC | 129.92
LC1D40AQ7 | 3P EVLK CONTACTOR 40A 18,5KW AC3 380VAC | 137.28
LC1D50AE7 | 3P EVLK CONTACTOR 50A 22KW AC3 48VAC | 148.94
LC1D50AF7 | 3P EVLK CONTACTOR 50A 22KW AC3 110VAC | 148.94
LC1D50AQ7 | 3P EVLK CONTACTOR 50A 22KW AC3 380VAC | 148.94
LC1D65008M5 | 4P CONT 80A AC-1 (2NO 2NC) 220VAC COIL | 257.86
LC1D65AQ7 | 3P EVLK CONTACTOR 65A 30KW AC3 380VAC | 205.97
LC1D80004B7 | CONTACTOR | 375.8
LC1D80004E7 | 4P CONTACTOR 125A AC-1 48VAC COIL | 375.8
LC1D80BD | CONTACTOR 80A 1F+1O 24V CC | 338.59
LC1D80E5 | CONTACTOR | 241.59
LC1D80F5 | CONTACTOR | 241.59
LC1D80ND | CONTACTOR | 338.59
LC1D80Q5 | CONTACTOR | 230.68
LC1D95BD | CONTACTOR 95A 1F+1O 24V CC | 398.11
LC1D95E5 | CONTACTOR | 288.26
LC1D95F5 | POWER CONTACT D MODEL 95A 3P COIL:110VAC | 288.26
LC1K0601B7 | CONTACTOR 6A AC3 2.2KW 1NC 24VAC COIL | 28.13
LC1K0601M7 | 3P CONT 6A AC3 2.2KW 1NC 220VAC COIL | 30.78
LC1K0901B7 | 3P CONTACTOR 9A AC3 4KW 1NC 24VAC COIL | 28.85
LC1K0901M7 | 3P CONTACTOR 9A AC3 4KW 1NC 220VAC COIL | 28.98
LC1K1201B7 | 3P CONT 12A AC3 5.5KW 1NC AUX 24VAC COIL | 31.41
LC1K1201M7 | CON 12A AC3 5.5KW 1NC AUX 220VAC COIL | 31.41
LC1K1210M7 | CON 12A AC3 5.5KW 1NO AUX 220VAC COIL | 31.41
LC1K1610B7 | CONT 16A AC3 7.5KW 1NO AUX 24VAC COIL | 36.65
LC1K1610M7 | 3P CONT 16A AC3 7.5KW 1NO AUX 220VAC | 38.78
LE1D09M7 | ENCLOS 1S 09A 220V 50/60 | 99.32
LE1D25M7 | ENCLOS 1S 25A 220V 50/60 | 189.77
LE1M35M707 | STARTER | 80.85
LE1M35M708 | STARTER | 80.85
LE1M35M712 | STARTER | 85.14
LE1M35M716 | STARTER | 91.52
LE1M35M722 | STARTER | 96.34
LE1M35Q707 | STARTER | 80.85
LP1K0610BD | 3P CONTACTOR 6A AC3 2.2KW 24VDC COIL | 47.16
LP1K09008BD | CONTACTOR 2P+2R VIS 24V DC | 51.58
LP1K0910BD | 3P CONTACTOR 9A AC3 4KW 24VDC COIL | 49.27
LR2K0302 | TESYS K OVERLOAD RELAY CL10 0.16 - 0.23A | 43.26
LR2K0303 | TESYS K OVERLOAD RELAY CL10 0.23 - 0.36A | 43.26
LR2K0304 | TESYS K OVERLOAD RELAY CL10 0.36 - 0.54A | 43.26
LR2K0305 | TESYS K OVERLOAD RELAY CL10 0.54 - 0.8A | 43.26
LR2K0310 | TESYS K OVERLOAD RELAY CL10 2.6 - 3.7A | 43.26
LR2K0312 | TESYS K OVERLOAD RELAY CL10 3.7 - 5.5A | 43.26
LR2K0314 | TESYS K OVERLOAD RELAY CL10 5.5 - 8A | 43.26
LR2K0321 | RELAY | 44.59
LR3D318 | 12-18A CL 10A NON DIFF EVLK TOR | 93.5
LR3D325 | 17-25A CL 10A NON DIFF EVLK TOR | 96.5
LR3D332 | 23-32A CL 10A NON DIFF EVLK TOR | 98.48
LR3D340 | 30-40A CL 10A NON DIFF EVLK TOR | 100.5
LR3D350 | 37-50A CL 10A NON DIFF EVLK TOR | 118.58
LR3D365 | 48-65A CL 10A NON DIFF EVLK TOR | 123.62
LR97D015M7 | ELECTR.RELAY 0,. A 1,5A 220V AC | 110.06
LR97D07M7 | ELECTR.RELAY 1,2 A 7A 220 AC | 110.06
LR97D25M7 | ELECTR.RELAY 5 A 25A 220V AC | 119.75
LR97D38M7 | ELECTR.RELAY 20 A 38A 220V AC | 119.75
LR9D5367 | THERMAL OVERLOAD RELAY | 435.32
LR9D5567 | THERMAL OVERLOAD RELAY | 454.5
LR9D5569 | THERMAL OVERLOAD RELAY | 567.73
LRD33656 | RELAY | 277.19
LRD33676 | RELAY | 345.56
LRD33696 | RELAY | 380.27
LV429337T | ROTARY HANDLE DIR 100-250 BLK | 73.29
LV429338T | ROTARY HANDLE EXT 100-250 BLK. | 120.59
LV429384 | MX 24V 50/60HZ SHUNT RELEASE | 84.3
LV429390 | MX 24V DC SHUNT RELEASE. | 84.3
LV431050 | EXTENDED FRONT ROT. HANDLE INS250 / INV | 111.32
LV432595 | 1 3P LONG TERMINAL SHIELD FOR SPREADER | 36.43
LV432596 | 1 4P LONG TERMINAL SHIELD FOR SPREADER | 41.11
LVS01109 | 12 LINERGY LGY BUSBAR STOPS | 60.79
LVS01215 | 5x RECTANGULAR GROMMETS 70x40 | 26.57
LVS03002 | W600 ADJUSTABLE MOD. DEV. RAIL PRISMA G | 32.23
LVS03003 | W600 RECESSED MODULAR DEV. RAIL PRISMA G | 22.51
LVS03004 | W600 REAR MODULAR DEVICE RAIL PRISMA G | 12.3
LVS03011 | W300 ADJUSTABLE MOD. DEV. RAIL PRISMA G | 32.75
LVS03030 | M.PLATE NSX/CVS/INS 250 HZ.FIXED TOGGLE | 34.34
LVS03033 | M.PLATE VIGI NSX/CVS 250 HZ.FIXED TOGGLE | 72.27
LVS03040 | M.PL. NSX/CVS/VIGI/INS 250 V. FIX.TOGGLE | 81.06
LVS03050 | M.PL. NSX/CVS/VIGI/INS 250 V. FIX.TOGGLE | 81.06
LVS03051 | M.PL.NSX/CVS/INS 250 V. FIXED ROT.HANDLE | 72.27
LVS03070 | M.PLATE NSX/CVS/INS 630 HZ. FIX. TOGGLE | 101.41
LVS03073 | M.PL NSX/CVS/VIGI/INS 630 V. FIX. TOGGLE | 101.41
LVS03080 | M.PL NSX/CVS/VIGI/INS 630 V. FIX. TOGGLE | 101.41
LVS03102 | M.PLATE EZC100 VERTICAL TOGGLE | 101.41
LVS03171 | RECESSED SLOTTED M.PLATE W600 4M | 71.81
LVS03172 | RECESSED SLOTTED M.PLATE W600 6M | 94.87
LVS03180 | 20 SLOTTED M.PL. M4 CLIP-NUTS | 13.3
LVS03181 | 20 SLOTTED M.PL. M5 CLIP-NUTS | 13.3
LVS03183 | 20 M5 SELF-TAPPING SCREWS/FU | 11.25
LVS03194 | 20 HEXA.SPACER M6 CAPTIVE NUTS | 19.29
LVS03202 | MODULAR FR.PL P&G W600/650 2M | 28.82
LVS03205 | MODULAR FRONT PLATE W600/W650 5M | 46.69
LVS03214 | MODULAR FRONT PLATE W300 4M | 68.06
LVS03221 | 4 DIVISIBLE BLANKING PLATES W90 | 7.35
LVS03222 | NSX BLANKING PLATE ELECTRONIC TRIP UNIT | 18.41
LVS03223 | 3 MOD.ROWS FR.PL P&G W600/650 8M | 141.8
LVS03230 | FR.PL CVS250 HZ.FIX.TOG G W600 4M | 32.26
LVS03231 | FR.PL INS-INV250 HZ G W600 4M | 38
LVS03232 | FR.PL. NSX/CVS250 HZ.FIX.TOG/ROT W600 4M | 39.89
LVS03241 | FR.PL 3-4 VIG.NSX250 V.FIX.TOG P&G 7M | 70.38
LVS03243 | FR.PL.3-4 NSX/CVS250 V.FIXED TOG/ROT 5M | 64.44
LVS03247 | FR.PL C/OVER INS250 P&G W600 5M | 74.35
LVS03248 | FR.PL INS250 V. P&G W600/W650 5M | 90.24
LVS03249 | BLANKING PLATE NSX/CVS250-EZC100 V. W147 | 7.09
LVS03250 | FR.PL CVS250 V.FIX.TOG G W300 9M | 62.7
LVS03251 | FRONT PLATE INS-INV250 VERTICAL W300 9M | 72.48
LVS03253 | FR.PL. NSX/CVS 250 V.FIX.TOG/ROT W300 9M | 72.47
LVS03270 | FR.PL CVS630 HZ.FIX.TOG G W600 6M | 73.05
LVS03271 | FR.PL INS630 HZ G W600 9M | 73.05
LVS03273 | FR.PL CVS630 V.FIX.TOG G W600 9M | 73.05
LVS03274 | FR.PL INS630 V. P&G W600/W650 10M | 82.02
LVS03275 | FR.PL.NSX/CVS630 V.TOG/ROT/PLUG W600 9M | 82.02
LVS03280 | FR.PL CVS630 V.FIX.TOG G W300 8M | 73.05
LVS03281 | FRONT PLATE INS-INV 250-630 V. W300 10M | 82.02
LVS03292 | FR.PL VIG.NSX250 HZ.TOG/RT G W600 4M | 58.48
LVS03293 | FR.PL VIG.NSX250 V.TOG P&G W300 9M | 89.34
LVS03296 | FR.PL NSX630 HZ.FIX.TOG G W600 6M | 72.13
LVS03298 | FRONT PLATE NSX630 VERT.FIX.MAN. W300 8M | 100.52
LVS03299 | FRONT PL.VIGI NSX630 V.FIX.TOG.W300 10M | 89.34
LVS03303 | FRONT PLATE 3-15 EZC100 V. W600/W650 5M | 53.83
LVS03304 | FRONT PLATE EZC250 HZ. W600/W650 4M | 60.04
LVS03322 | FRONT PLATE ISFT 250 VERTICAL W650 9M | 125.08
LVS03342 | TRANSP.FR.PL P&G W600/W650 4M | 102.22
LVS03343 | TRANSP.FR.PL P&G W600/W650 6M | 107.33
LVS03344 | TRANSP.FR.PL P&G W600/W650 9M | 130.19
LVS03345 | TRANSP.FR.PL P&G W600/W650 12M | 136.56
LVS03354 | TRANSP.FR.PL P&G W300 9M | 111.59
LVS03402 | W650 ADJUSTABLE MOD. DEV. RAIL PRISMA P | 36.88
LVS03404 | W400 ADJUSTABLE MOD. DEV. RAIL PRISMA P | 44.22
LVS03411 | MOUNT.PL NSX/CVS.TOGGLE -3P 250A HZ W650 | 67.29
LVS03412 | MOUNT.PL NSX/CVS.TOGGLE -4P 250A HZ W650 | 80.36
LVS03413 | MOUNT.PL NSX/CVS PLUGIN -3P 250A HZ W650 | 88.2
LVS03414 | MOUNT.PL NSX/CVS PLUGIN -4P 250A HZ W650 | 103.68
LVS03415 | MOUNT.PL NSX WITHD -3/4P 250A HZ W650 | 105.89
LVS03417 | M.PL.HZ.NS250 C/O MOT.OR UA/BA | 156.34
LVS03420 | M.PL.3-4V.FIXED NS-INS250 TOG. | 92.3
LVS03421 | M.PL.3-4V.WITHD.NS250 DEVICES | 118.77
LVS03423 | M.PL.3 4 V.WITHD.NS250 POLYP. | 238.46
LVS03428 | MOUNT.PL CHANGEOVER NSX/INS 250 ROT.VERT | 172.5
LVS03451 | MOUNT.PL NSX/CVS.TOGGLE -3P 630A HZ W650 | 88.23
LVS03452 | MOUNT.PL NSX/CVS.TOGGLE -4P 630A HZ W650 | 105.34
LVS03453 | MOUNT.PL NSX/CVS PLUGIN -3P 630A HZ W650 | 107.98
LVS03454 | MOUNT.PL NSX/CVS PLUGIN -4P 630A HZ W650 | 126.97
LVS03457 | MOUNT.PL CHANGEOVER NSX/INS 630 MOT.HORZ | 206.32
LVS03458 | MOUNT.PL CHANGEOVER NSX/INS 630 ROT.HORZ | 206.32
LVS03460 | KIT FOR CONTROL SUPPORT | 154.61
LVS03461 | MOUNT.PL 2 NSX/CVS/INS -3P/4P 630A VERT. | 139.17
LVS03462 | MOUNT.PL NSX WITHD -3/4P 630A HZ W650 | 138.9
LVS03480 | MOUNT.PL NS FIXED -3P/4P 1000A HZ.W650 | 124.53
LVS03482 | MOUNT.PL NS FIXED -3P/4P 1600A VERT.W650 | 125.08
LVS03483 | M.PL V.WITHD NT-MTZ1/NS 3P/4P 1600A W650 | 213.09
LVS03484 | M.PL V.FIXED MTZ1/NT 3P/4P 1600A W650 | 168.37
LVS03487 | MOUNT.PL NS FIXED -3P/4P 1600A VERT.W400 | 121.7
LVS03488 | M.PL V. WITHD NS-MTZ1/NT 3P 1600A W400 | 206.32
LVS03489 | M.PL V. FIXED MTZ1/NT 3P 1600A W400 | 164.57
LVS03500 | M.PL V.FIXED/WITHD MTZ2/NW 3P/4P W650 | 278.71
LVS03501 | M.PL NS3200 INS-INV2500 FIXED VERTICAl | 196.18
LVS03502 | M.PL EZC FIXED -1P/3P/4P 100A VERT.W650 | 78.38
LVS03557 | M.PL.ISFT630 | 186.03
LVS03561 | CANALIS SUPPORT | 161.7
LVS03571 | SLOTTED MOUNTING PLATE 4MODULES | 59.45
LVS03572 | SLOTTED MOUNTING PLATE 6MODULES | 89.99
LVS03574 | SLOTTED MOUNTING PLATE 12M | 160.3
LVS03581 | 2 UNIVERSAL ANGLE BRACKETS | 13.9
LVS03583 | 6 UNIVERSAL ANGLE BRACKETS | 22.54
LVS03584 | 2 SIDE.CROSS-MEMBERS W400 D400 | 44.75
LVS03586 | 2 SIDE.CROSS-MEMBERS W200 D600 | 28.42
LVS03587 | 2LONGITUDINAL CROSS-MBERS W650 | 87.26
LVS03590 | REAR MODULAR DEVICE RAIL W650 | 33.4
LVS03593 | 2 SLIDE RAILS+ANGLE BRACKETS | 66.7
LVS03595 | SYSTEM G ADAPTER W500 | 59.26
LVS03596 | SYSTEM G ADAPTER W250 | 65.08
LVS03604 | FR.PL VIGI NSX.TOG/CVS.ROT -3P 250 HZ 3M | 37.47
LVS03606 | FR.PL VIGI NSX.TOG/CVS.ROT -4P 250 HZ 4M | 46.45
LVS03611 | FR.PL HZ.NS250 TOG 3P P | 31.19
LVS03612 | FR.PL HZ.NS250 TOG 4P P | 36.69
LVS03616 | FR.PL HZ.NS250 C/OVER MOT P | 52.13
LVS03617 | FR.PL HZ.INS250 P | 35.46
LVS03618 | FR.PL HZ.WITHD.NS250 P | 37.08
LVS03620 | FR.PL 3-4 V.INS250 DEVICES P | 43.39
LVS03643 | FR.PL VIGI NSX.TOG/CVS.ROT -3P 630 HZ 3M | 45.53
LVS03644 | FR.PL VIGI NSX.TOG/CVS.ROT -4P 630 HZ 4M | 53.48
LVS03651 | FR.PL HZ.NS630 TOG 3P P | 38.96
LVS03652 | FR.PL HZ.NS630 TOG 4P P | 39.71
LVS03656 | FR.PL HZ.NS630 C/OVER MOT P | 68.46
LVS03657 | FR.PL HZ.WITHD.NS630 P | 44.17
LVS03658 | FR.PL HZ.INS630 P | 51.38
LVS03659 | FR.PL HZ.NS-INS630 C/OVER RT P | 69.14
LVS03661 | FR.PL HZ.NS-INS630 C/OVER P | 71.88
LVS03663 | FR.PL.V.2NS630 | 79.48
LVS03666 | FR.PL V.2 NSX630 VIGI P | 136.56
LVS03671 | FR.PL UA/BA P 4M | 32.36
LVS03687 | FR.PL HZ.FIX.NS1600 TOG/RT.4P P | 123.1
LVS03690 | FR.PL V.FIX.NS1600 P | 103.09
LVS03691 | FR.PL WITHD.NS-MTZ1/NT P | 98.15
LVS03692 | FR.PL V.FIX.MTZ1/NT P | 96.56
LVS03697 | FR.PL.V.FIX.NS1600 3 4P W400 | 196.23
LVS03698 | FR.PL V.FIX.MTZ1/NT 3P P W400 | 167.36
LVS03699 | FR.PL WITHD.NS-MTZ1/NT 3P P W400 | 194.49
LVS03701 | FR.PL V.FIX.MOT.NS1600 P | 186.03
LVS03710 | FR.PL WITHD.MTZ2/NW P | 214.78
LVS03711 | FR.PL FIX.MTZ2/NW P | 227.03
LVS03713 | FR.PL INS1600 3P P | 70.87
LVS03714 | FR.PL INS1600 4P P | 93.5
LVS03715 | FR.PL INS2500 3P/4P P | 184.34
LVS03716 | FR.PL NS3200 P | 187.72
LVS03722 | HINGED FR.PL.13M W400 | 81.83
LVS03801 | PLAIN FRONT PLATE W600/W650 1M | 21.99
LVS03802 | PLAIN FRONT PLATE W600/W650 2M | 17.1
LVS03804 | PLAIN FRONT PLATE W600/W650 4M | 25.65
LVS03805 | PLAIN FRONT PLATE W600/W650 5M | 26.97
LVS03806 | PLAIN FRONT PLATE W600/W650 6M | 28.94
LVS03807 | PLAIN FRONT PLATE W600/W650 9M | 40.12
LVS03808 | PLN.FR.PL P&G W600/W650 12M | 43.81
LVS03811 | PLN.FR.PL P&G W300 1M | 11.64
LVS03812 | PLAIN FRONT PLATE W300 2M | 15.31
LVS03813 | PLAIN FRONT PLATE W300 3M | 30.2
LVS03814 | PLAIN FRONT PLATE W300 4M | 19.66
LVS03815 | PLAIN FRONT PLATE W300 5M | 24.18
LVS03816 | PLAIN FRONT PLATE W300 6M | 20.85
LVS03817 | PLN.FR.PL P&G W300 9M | 28.49
LVS03891 | IP30 VENTIL.FR.PL P&G W600/W650 1M | 22.38
LVS03895 | IP30 VENTIL.FR.PL P&G W600/W650 3M | 29.73
LVS03901 | SUPPORT 96X96 MET.DEV/PB FOR 03904/03928 | 16.72
LVS03903 | SUPP.CUT-OUT 96X96MET.DEV/PB 03904/03928 | 19.12
LVS03904 | FR.PL 72A²-96A² C/OUT MET.DEV P&G W600 3 | 36
LVS03908 | SUPPORT 96X96 MET.DEV/PB FOR 03911/03913 | 5.92
LVS03911 | FR.PL.96x96 3 CUT-OUT MET.DEV/PB W600 3M | 62.57
LVS03913 | FR.PL.96x96 1 CUT-OUT MET.DEV/PB W600 3M | 68.98
LVS03914 | FR.PL 12.PB/LAMPS P&G W600/W650 2M | 31.94
LVS04008 | LINERGY FM 4P DIST.BLOCK 63A 12M 20HOLES | 68.72
LVS04012 | LINERGY FM 2P DIS.BLOCK 200A 24M 24HOLES | 112.2
LVS04014 | LINERGY FM 4P DIS.BLOCK 200A 24M 54HOLES | 139.52
LVS04018 | LINERGY FM 4P DIS.BLOCK 160A 12M 27HOLES | 98.15
LVS04021 | 4P CONN.LIN.BW INSUL.BB/LIN.FM D.BLK200A | 57.18
LVS04024 | 4P CONN.LIN.BS STAGE BB/LIN.FM D.BLK200A | 83.16
LVS04029 | 4 CONN.LIN.BS REAR BB/LIN.FM D.BLK 200A | 28.65
LVS04031 | LINERGY DX 1P DIST.BLOCK 160A 4M 6HOLES | 27.45
LVS04033 | LINERGY DP 3P D.BLK/COMPACT 250A 27HOLES | 102.87
LVS04034 | LINERGY DP 4P D.BLK/COMPACT 250A 36HOLES | 114.25
LVS04045 | LINERGY DX 4P DIST.BLOCK 125A 6M 52HOLES | 64.07
LVS04046 | LINERGY DX 4P D.BLK/NG160 160A 6M 52HOLE | 104.69
LVS04052 | LINERGY BS 4P MULTISTAGE BB 160A 52HOLES | 168.94
LVS04060 | POWER SUPPLY BLCK NSX/CVS/INS/INV 250 4P | 76.23
LVS04061 | POWER SUPPLY BLOCK UNIVERSAL 250A 4P | 76.23
LVS04062 | CU CONN 250A 4P/UNIVERSAL POWER SUPPLY | 55.48
LVS04065 | CU CONN.NSX/CVS/INS 250 V.4P/STAGED BB | 75.88
LVS04066 | INCOMER CONN.BLOCK NSX/INS/INV250 4P TOP | 72.46
LVS04067 | INCOMER CONN.BL NSX/INS/INV250 4P BOTTOM | 73.14
LVS04070 | POWER SUPPLY BLCK NSX/CVS/INS-INV 400 4P | 139.52
LVS04071 | POWER SUPPLY BLCK NSX/CVS/INS-INV 630 4P | 174.19
LVS04075 | CU CONN. NSX/CVS/INS 630 V.4P/ STAGED BB | 166.03
LVS04076 | INCOMING CONNECTION BL.NSX630 HZ IN-DUCT | 246.91
LVS04104 | LINERGY BW 4P INSULATED BUSBAR 125A L450 | 72.53
LVS04107 | LINERGY BW 3P INSULATED BUSBAR 125A L750 | 96.27
LVS04108 | LINERGY BW 4P INSULATED BUSBAR 125A L750 | 113.21
LVS04111 | LINERGY BW 3P INSULATED B.BAR 160A L1000 | 161.74
LVS04112 | LINERGY BW 3P INSULATED B.BAR 250A L1000 | 186.03
LVS04113 | LINERGY BW 3P INSULATED B.BAR 400A L1000 | 277.35
LVS04114 | LINERGY BW 3P INSULATED B.BAR 630A L1000 | 500.59
LVS04116 | LINERGY BW 3P INSULATED B.BAR 160A L1400 | 199.56
LVS04117 | LINERGY BW 3P INSULATED B.BAR 250A L1400 | 258.75
LVS04118 | LINERGY BW 3P INSULATED B.BAR 400A L1400 | 385.59
LVS04119 | LINERGY BW 3P INSULATED B.BAR 630A L1400 | 602.06
LVS04121 | LINERGY BW 4P INSULATED B.BAR 160A L1000 | 175.88
LVS04122 | LINERGY BW 4P INSULATED B.BAR 250A L1000 | 219.85
LVS04123 | LINERGY BW 4P INSULATED B.BAR 400A L1000 | 324.71
LVS04124 | LINERGY BW 4P INSULATED B.BAR 630A L1000 | 640.96
LVS04126 | LINERGY BW 4P INSULATED B.BAR 160A L1400 | 235.07
LVS04127 | LINERGY BW 4P INSULATED B.BAR 250A L1400 | 307.8
LVS04128 | LINERGY BW 4P INSULATED B.BAR 400A L1400 | 460
LVS04129 | LINERGY BW 4P INSULATED B.BAR 630A L1400 | 752.58
LVS04145 | CU CONNECTIONS 125A 4P W230 | 52.78
LVS04146 | CU CONNECTIONS 160A 4P W250 | 58.64
LVS04147 | CONNECT.160A 4P LIN.BW/DEVICE 160A W165 | 151.04
LVS04150 | 8 IPXXB COVERS/ LINERGY BW INSULATED BB | 17.63
LVS04151 | 12 TERMINALS 6/10² FOR LINERGY BW BBAR | 66.61
LVS04152 | 12 TERMINALS 1X16² FOR LINERGY BW BBAR | 80.59
LVS04155 | ADDITIONAL BLK 2X35² 3P/ LINERGY DP 250A | 14.51
LVS04156 | ADDITIONAL BLK 2X35² 4P/ LINERGY DP 250A | 16.88
LVS04158 | 20 SCREWS 8.8 CLASS M6X12/ LINERGY BW BB | 10.34
LVS04161 | 4 THREADED BARS 160A L1000/LINERGY BS BB | 129.35
LVS04162 | 4 THREADED BARS 250A L1000/LINERGY BS BB | 153.49
LVS04171 | 4 THREADED BARS 160A L1400/LINERGY BS BB | 143.04
LVS04172 | 4 THREADED BARS 250A L1400/LINERGY BS BB | 187.72
LVS04173 | 4 THREADED BARS 400A L1400/LINERGY BS BB | 343.59
LVS04174 | 4 THREADED BARS 630A L1400/LINERGY BS BB | 476.91
LVS04191 | LINERGY BS REAR BUSBAR SUPPORT 400A | 22.04
LVS04192 | LINERGY BS MULTISTAGE B.BAR SUPPORT 630A | 21.04
LVS04194 | 20 BOLTS 8.8 CLASS M6X20 /5MM COPPER BAR | 11.22
LVS04195 | 40 SCREWS 8.8 CLASS M6X16/THREADED BAR | 16.78
LVS04197 | BARRIER H1500MM/LINERGY BS MULTISTAGE BB | 89.99
LVS04201 | 12X3MM DIR.EARTH BAR 35² L330 LINERGY TB | 7.97
LVS04202 | 2 EARTH BAR 35²/20 CLAMP L200 LINERGY TB | 41.53
LVS04203 | AUXILIARY BUS DUCT L1755 LINERGY TA 4P | 95
LVS04206 | FIX.BRACK.V.EARTH BAR ENC.H15 | 12.33
LVS04207 | FIX.BRACK.V.EARTH BAR ENC.H45 | 14.7
LVS04208 | FIX.BRACK.V.EARTH BAR ENC.H80 | 18.15
LVS04210 | 2 INSULAT.SPACERS/NEUTRAL BAR LINERGY TB | 4.39
LVS04214 | 4 EARTH BLK 12X4² TERM.CLAMP LINERGY TB | 52.78
LVS04215 | 4 EARTH BLK 3X16² TERM.CLAMP LINERGY TB | 56.75
LVS04220 | M.BRAC.TERM.BLK-EARTH BAR DUCT | 15.45
LVS04223 | M.BR.4V.MOD.DEV.RAILS TERM.BLK | 52.95
LVS04224 | 5 PRACTIC RAISERS | 9.4
LVS04226 | 2 MODULAR DEVICE RAILS L1600 | 51
LVS04228 | LINERGY TA AUXIL.TERM.BLK 10 IN/20 OUT | 34.77
LVS04229 | 20 TAB CONN.M10 VOLT.TAP-OFFS | 35.84
LVS04233 | TRUNKING DOOR L2000 | 45.37
LVS04235 | WIRING TO DOOR FLEX.TRUNKING | 32.2
LVS04239 | 12 HZ.CABLE STRAPS | 20.91
LVS04243 | 4 COVERS HZ.CABLE STRAPS | 37.27
LVS04255 | 12 HZ.TRUNKING SUPPORTS | 24.17
LVS04256 | 10 HZ. ADJUSTABLE TRUNKING SUP | 25.34
LVS04257 | 4HZ.TRUNKING SECTIONS L450+SUP | 40.69
LVS04262 | 12 VERTICAL CABLE STRAPS | 27.97
LVS04264 | 12 V.CABLE STRAPS SYSTEM G | 29.14
LVS04265 | 12 V.TRUNKING SUPPORTS | 20.85
LVS04267 | VERTICAL TRUNKING L2000 | 34.9
LVS04330 | VERTICAL PARTITION PRISMA G IP30 | 59.32
LVS04331 | HORIZONTAL PARTITION W600 PRISMA G | 32.98
LVS04332 | HORIZONTAL PARTITION W300 PRISMA G | 22.54
LVS04403 | LINERGY FC D.BLK /NSX250 3P TOG/FIX+CONN | 350.08
LVS04404 | LINERGY FC D.BLK /NSX250 4P TOG/FIX+CONN | 438.02
LVS04405 | LINERGY FC D.BLK /NSX250 3P WITH CONN | 409.27
LVS04406 | LINERGY FC D.BLK /NSX250 4P WITH CONN | 507.36
LVS04407 | LINERGY FC D.BLK /NSX250 3P WITHOUT CONN | 323.02
LVS04408 | LINERGY FC D.BLK /NSX250 4P WITHOUT CONN | 402.5
LVS04423 | CONNECTION NSX TOGGLE-3P 250A FIXED HORZ | 68.56
LVS04424 | CONNECTION NSX TOGGLE-4P 250A FIXED HORZ | 86.12
LVS04425 | CONN.TRANSF. NSX TOG -3P 250A FIXED HORZ | 156.56
LVS04426 | CONN.TRANSF. NSX TOG -4P 250A FIXED HORZ | 199.56
LVS04427 | CONN. NSX/INS -3P 250A FIXED/WITHD HORZ | 75.45
LVS04428 | CONN. NSX/INS -4P 250A FIXED/WITHD HORZ | 99.03
LVS04429 | UNIVERSAL CONNECTION IN DUCT 250A 3P | 101.08
LVS04430 | UNIVERSAL CONNECTION IN DUCT 250A 4P | 126.06
LVS04453 | CONNECTION NSX TOGGLE-3P 630A FIXED HORZ | 123.94
LVS04454 | CONNECTION NSX TOGGLE-4P 630A FIXED HORZ | 154.19
LVS04455 | CONN.TRANSF. NSX TOG -3P 630A FIXED HZ | 230
LVS04456 | CONN.TRANSF. NSX TOG -4P 630A FIXED HZ | 306.1
LVS04459 | UNIVERSAL CONNECTION IN DUCT 630A 3P | 133.83
LVS04460 | UNIVERSAL CONNECTION IN DUCT 630A 4P | 172.5
LVS04462 | CONNECTION NSX TOGGLE-4P 630A PLUGIN HZ | 213.09
LVS04473 | CONNECTION NS -3P 1000A FIXED HORIZONTAL | 345
LVS04474 | CONN. HORIZ FIXED MTZ1/NT 4P 1000A | 431.25
LVS04476 | CONN. FIXED MTZ1/NT 4P 1250A | 512.43
LVS04478 | CONN. WITHD NS-MTZ1/NT 4P 1250A | 512.43
LVS04482 | CONNECTION INS-INV -4P 1600A FIXED | 671.4
LVS04483 | CONN.TRANSF. NS -3P 1000A FIXED HORZ | 505.66
LVS04484 | CONN.TRANSF. NS -4P 1000A FIXED HORZ | 694.92
LVS04485 | CONNECTION NS -3P 1250A FIXED | 409.27
LVS04486 | CONNECTION NS -4P 1250A FIXED | 512.43
LVS04487 | CONNECTION NS -3P 1600A FIXED | 593.61
LVS04488 | CONNECTION NS -4P 1600A FIXED | 671.4
LVS04489 | CONN. FIXED MTZ1/NT 3P 1600A | 536.11
LVS04490 | CONN. FIXED MTZ1/NT 4P 1600A | 671.4
LVS04492 | CONN. WITHD NS-MTZ1/NT 4P 1600A | 781.33
LVS04502 | LINERGY LGY VERTICAL PROFILE 630A L1670 | 123.26
LVS04503 | LINERGY LGY VERTICAL PROFILE 800A L1670 | 175.5
LVS04504 | LINERGY LGY VERTICAL PROFILE 1000A L1670 | 197.87
LVS04505 | LINERGY LGY VERTICAL PROFILE 1250A L1670 | 246.91
LVS04506 | LINERGY LGY VERTICAL PROFILE 1600A L1670 | 350.97
LVS04512 | PE V.BAR W.HOLES 25X5 L1675 LINERGY TB | 81.54
LVS04515 | PE V.BAR W.HOLES 50X5 L1675 LINERGY TB | 134.55
LVS04516 | DRILLED FLAT BAR LINERGY BS 60X5 L1675 | 194.8
LVS04518 | DRILLED FLAT BAR LINERGY BS 80X5 L1675 | 231.69
LVS04528 | DRILLED FLAT BAR LINERGY BS 80X10 L1675 | 461.69
LVS04536 | PLAIN HZ FLAT BAR LINERGY BS 60X5 L2000 | 223.24
LVS04538 | PLAIN HZ FLAT BAR LINERGY BS 80X5 L2000 | 294.27
LVS04545 | PLAIN HZ FLAT BAR LINERGY BS 50X10 L2000 | 358.53
LVS04546 | PLAIN HZ FLAT BAR LINERGY BS 60X10 L2000 | 443.09
LVS04548 | PLAIN HZ FLAT BAR LINERGY BS 80X10 L2000 | 586.84
LVS04550 | PLAIN HZ FLAT BAR LINERGY BS100X10 L2000 | 733.97
LVS04552 | PLAIN HZ FLAT BAR LINERGY BS120X10 L2000 | 892.95
LVS04564 | LINERGY LGYE PROFILE 1600A L2000 | 355.15
LVS04568 | LINERGY LGYE PROFILE 4000A L2000 | 1243.02
LVS04634 | CONNECTION 1000A 5MM HZ.BAR/ LGY PROFILE | 25.6
LVS04635 | CONNECTION 1600A 5MM HZ.BAR/ LGY PROFILE | 42.9
LVS04636 | CONNECT.1600A 10MM HZ BAR/ LGY V.PROFILE | 84.53
LVS04637 | CONNECT.PLATE 3200A 10MM HZ/ V.FLAT BAR | 120.11
LVS04640 | JOINT FOR 50/60MM BAR/LINERGY BS HZ BBAR | 83.91
LVS04641 | JOINT FOR 80/100MM BAR/LINERGY BS HZ BAR | 135.98
LVS04642 | MOUNTING HARDWARE/JOINT>80MM LINERGY LGY | 9.3
LVS04643 | JOINT FOR 120MM BAR/LINERGY BS HZ.BUSBAR | 170.81
LVS04644 | CONN. PAD DEDICATED MTZ2/NW | 569.93
LVS04645 | 20 SCREW/JOINT 2X10MM LINERGY BS HZ/V BB | 186.03
LVS04651 | LINERGY LGY LATERAL BUSBAR SUPPORT | 96.33
LVS04652 | LINERGY LGY REAR BUSBAR SUPPORT | 154.45
LVS04653 | LINERGY BS REAR VERT.SUPPORT 5/10MM BAR | 100.2
LVS04656 | LINERGY TB PEN KIT / LGY PROFILE | 146.55
LVS04657 | LINERGY TB 3 FLAT BAR SUPP.FOR VERT.PE | 20.88
LVS04661 | FIXED SUPPORT VERT. BB LINERGY LGYE/BS | 89.52
LVS04662 | FREE BUSBAR SUPPORT LINERGY LGYE/BS | 87.45
LVS04663 | BOTTOM LAT.V.5/10 BB SUPPORT LIN.LGYE/BS | 62.9
LVS04664 | FIXED SUPPORT HZ. BB LINERGY LGYE/BS | 102.92
LVS04666 | BOT.LAT.5/10 BB SUPPORT W300 LIN.LGYE/BS | 57.86
LVS04667 | 2 HORIZONTAL PE SUPPORTS LINERGY TB | 8.26
LVS04671 | MOUNT. HARDWARE BB>80MM LINERGY LGYE/BS | 18.54
LVS04672 | 2 CONNECT.PLATE HZ/V.PE BAR LINERGY TB | 41.92
LVS04678 | FREE 5/10 BUSBAR SUPPORT D600 LINERGY BS | 90.09
LVS04690 | FLANGE FOR FLAT BARS | 182.65
LVS04691 | FLANGE FOR EDGEWISE BARS | 148.95
LVS04692 | FLANGE FOR FLAT BARS W400 | 206.32
LVS04693 | CONN.SUP.70MM B/CENTRES | 135.95
LVS04694 | CONN.SUP 115MM B/CENTRES | 144.39
LVS04704 | CANALIS INTERFACE 1600A 4P | 1914.42
LVS04712 | CANALIS CONN.FRONT NS-MTZ1/NT 4P | 214.78
LVS04725 | CANALIS CONN.2500A MTZ2/NW 3P | 2452.22
LVS04726 | CANALIS CONN.2500A MTZ2/NW 4P | 3094.87
LVS04738 | CANALIS CONN.4000A MTZ2/NW 4P | 3751.05
LVS04742 | INSULATED FLEX.BAR 20X2 L1800 | 57.86
LVS04743 | INSULATED FLEX.BAR 20X3 L1800. | 80.43
LVS04746 | INSULATED FLEX.BAR 24X5 L1800 | 131.3
LVS04751 | INSULATED FLEX.BAR 32X5 L1800 | 176.78
LVS04753 | INSULATED FLEX.BAR 32X8 L1800 | 259.73
LVS04766 | 20 M8 LGY BOLTS FOR CAB.LUG/FLEX BAR L25 | 25.69
LVS04767 | 20 M8 LGY BOLTS FOR COPPER BAR L39 | 30.66
LVS04772 | 20 M8/DIAM.20 FLAT WASHERS FLEX.BAR/LGY | 5.76
LVS04773 | 20 M8/DIAM.24 FLAT WASHERS FLEX.BAR/LGY | 5.76
LVS04774 | 20 M8/DIAM.28 FLAT WASHERS FLEX.BAR/LGY | 5.76
LVS04782 | 20 BOLTS 8.8 CLASS M8X20 /LINERGY BS | 27.06
LVS04794 | 12 PHASE MARKER/LINERGY LGY/LGYE PROFILE | 26.15
LVS04809 | 4P TOOTH-CAPS /LINERGY FC D.BLK NSX250 | 18.96
LVS04842 | CONN.COVER HZ.FIX.NS1600 | 280.74
LVS04844 | REAR CONN.COVER HZ.FIX.NS1600 | 317.94
LVS04851 | FRONT CONN.COVER V.FIX.NS1600 | 527.73
LVS04852 | FRONT V. CONN.COVER NS-MTZ1/NT | 590.22
LVS04853 | REAR CONN.COV.V.FIX.NS1600 | 471.84
LVS04854 | REAR HORIZ CONN.COVER NS-MTZ1/NT | 590.22
LVS04855 | BUSBAR COVER V. NS-MTZ1/NT W400 | 471.84
LVS04860 | BUSBAR COVER V. MTZ2/NW/ISFL W650 | 799.93
LVS04861 | FRONT CONN. COVER MTZ2/NW | 827.78
LVS04863 | REAR CONN. COVER MTZ2/NW | 739.05
LVS04871 | CANALIS | 881.11
LVS04901 | FORM 3 HORIZONTAL PARTITION | 82.58
LVS04911 | INTER-CUBICLE PARTITION D400 | 138.16
LVS04915 | PLAIN BARRIER HZ.BB.W400 D400 | 60.13
LVS04919 | PLAIN BARRIER HZ.BB.W800 D400 | 134.66
LVS04920 | W300 FR.BARRIER FOR LAT.V.BB. | 166.24
LVS04921 | W150 FR.BARRIER FOR LAT.V.BB. | 98.19
LVS04922 | FORM 2 SIDE BARRIER FOR LAT.VERT.BB. | 261.49
LVS04924 | FORM 2 SIDE BARRIER RESTORATION KIT | 120.14
LVS04926 | PARTITION CONN. DEV>800A W650 D600 | 253.68
LVS04927 | ADDITIONAL PARTITION CONN.W650 D600 | 151.59
LVS04931 | INTER-CUBICLE PARTITION D600 | 182.65
LVS04943 | F3 PARTITION REAR SUPPORT | 123.2
LVS04946 | F4 BACKPLATE FRONT CONN.D600 | 76.62
LVS04951 | FORM 4 CABLE GLAND PLATE 3/4 MODULES | 54.02
LVS04952 | FORM 4 CABLE GLAND PLATE 5/6 MODULES | 80.95
LVS04953 | FORM 4B COVER TRANSF.CONNECTION 3/5M | 71.42
LVS04954 | FORM 4B COVER TRANSF.CONNECTION 4/6M | 101.96
LVS04955 | FORM 3 REAR CONN. -VERT.PARTITION 3/4M | 55.06
LVS04956 | FORM 3 REAR CONN. -VERT.PARTITION 5/6M | 82.54
LVS04964 | FORM 2 COVER HORZ.BB.4000A W400 D600 | 110.85
LVS04966 | FORM 2 COVER HORZ.BB.4000A W650 D600 | 168.66
LVS04973 | FORM 2 COVER HORZ.BUSBAR W300 D400 | 56.95
LVS04974 | FORM 2 COVER HORZ.BUSBAR W400 D400 | 73.14
LVS04976 | FORM 2 COVER HORZ.BUSBAR W650 D400 | 95.49
LVS04983 | FORM 2 COVER HORZ.BUSBAR W300 D600 | 74.02
LVS04984 | FORM 2 COVER HORZ.BUSBAR W400 D600 | 94.12
LVS04986 | FORM 2 COVER HORZ.BUSBAR W650 D600 | 137.86
LVS08102 | WALL.M.ENCL G IP30 W600 6M | 234.36
LVS08103 | WALL-MOUNTED ENCL.W600 9M PRISMA G IP30 | 261.95
LVS08104 | WALL.M.ENCL G IP30 W600 12M | 292.62
LVS08105 | WALL-MOUNTED ENCL.W600 15M PRISMA G IP30 | 308.62
LVS08106 | WALL-MOUNTED ENCL.W600 18M PRISMA G IP30 | 344.17
LVS08108 | WALL-MOUNTED ENCL.W600 24M PRISMA G IP30 | 466.99
LVS08109 | WALL-MOUNTED ENCL.W600 27M PRISMA G IP30 | 523.25
LVS08122 | PLN.DOOR G IP30 W600 6M | 69.92
LVS08123 | PLN.DOOR G IP30 W600 9M | 95.32
LVS08124 | PLN.DOOR G IP30 W600 12M | 92.82
LVS08125 | PLAIN DOOR W600 15M PRISMA G IP30 | 115.67
LVS08126 | PLAIN DOOR W600 18M PRISMA G IP30 | 122.07
LVS08127 | PLAIN DOOR W600 21M PRISMA G IP30 | 138.72
LVS08128 | PLAIN DOOR W600 24M PRISMA G IP30 | 156.47
LVS08132 | TRANSPARENT DOOR W600 6M PRISMA G IP30 | 132.04
LVS08133 | TRANSP.DOOR G IP30 W600 9M | 281.32
LVS08134 | TRANSP.DOOR G IP30 W600 12M | 174.47
LVS08135 | TRANSP.DOOR G IP30 W600 15M | 196.03
LVS08136 | TRANSP.DOOR G IP30 W600 18M | 209.16
LVS08138 | TRANSP.DOOR G IP30 W600 24M | 269.31
LVS08173 | WALL.M.DUCT G IP30 W300 9M | 220.18
LVS08174 | WALL.M.DUCT G IP30 W300 12M | 237.72
LVS08175 | WALL-MOUNTED DUCT W300 15M PRISMA G IP30 | 269.21
LVS08176 | WALL.M.DUCT G IP30 W300 18M | 236.39
LVS08177 | WALL.M.DUCT G IP30 W300 21M | 281.63
LVS08178 | WALL.M.DUCT G IP30 W300 24M | 317.55
LVS08179 | WALL.M.DUCT G IP30 W300 27M | 357.6
LVS08183 | PLN.DUCT.DOOR G IP30 W300 9M | 84.28
LVS08184 | PLN.DUCT.DOOR G IP30 W300 12M | 68.56
LVS08185 | PLN.DUCT.DOOR G IP30 W300 15M | 76.62
LVS08186 | PLN.DUCT.DOOR G IP30 W300 18M | 102.14
LVS08187 | PLN.DUCT.DOOR G IP30 W300 21M | 108.45
LVS08188 | PLN.DUCT.DOOR G IP30 W300 24M | 116.12
LVS08197 | TRANSP.DUCT.DOOR G IP30 W300 21M | 143.39
LVS08202 | FLOOR-STAND.ENCL.W600 27M PRISMA G IP30 | 561.26
LVS08203 | FLOOR-STAND.ENCL.W600 30M PRISMA G IP30 | 637.01
LVS08204 | FLOOR-STAND.ENCL.W600 33M PRISMA G IP30 | 755.52
LVS08212 | EXTENSION FLOOR-ST.ENC.W600 27M G IP30 | 446.47
LVS08213 | EXT.FL.ST.ENC G IP30 W600 30M | 481.99
LVS08214 | EXTENSION FLOOR-ST.ENC.W600 33M G IP30 | 549.64
LVS08222 | PLAIN DOOR W600 27M PRISMA G IP30 | 203.74
LVS08223 | PLAIN DOOR W600 30M PRISMA G IP30 | 234.69
LVS08224 | PLAIN DOOR W600 33M PRISMA G IP30 | 275.69
LVS08232 | TRANSP.DOOR G IP30 W600 27M | 344.13
LVS08233 | TRANSP.DOOR G IP30 W600 30M | 360.39
LVS08234 | TRANSP.DOOR G IP30 W600 33M | 429.47
LVS08272 | FL.ST.DUCT G IP30 W300 27M | 377.93
LVS08273 | FL.ST.DUCT G IP30 W300 30M | 435.35
LVS08274 | FLOOR-STAND.DUCT W300 33M PRISMA G IP30 | 524.55
LVS08282 | PLN.DUCT.DOOR G IP30 W300 27M | 136.1
LVS08283 | PLN.DUCT.DOOR G IP30 W300 30M | 157.62
LVS08284 | PLAIN DUCT DOOR W300 33M PRISMA G IP30 | 185.07
LVS08292 | TRANSP.DUCT.DOOR G IP30 W300 27M | 196.18
LVS08293 | TRANSP.DUCT.DOOR G IP30 W300 30M | 223.24
LVS08302 | WALL.M.ENCL G IP55 W600 7M | 262.13
LVS08303 | WALL.M.ENCL G IP55 W600 11M | 297.65
LVS08304 | WALL.M.ENCL G IP55 W600 15M | 339.93
LVS08306 | WALL-MOUNTED ENCL.W600 23M PRISMA G IP55 | 431.25
LVS08307 | WALL.M.ENCL G IP55 W600 27M | 603.75
LVS08309 | WALL.M.ENCL G IP55 W600 33M | 823.61
LVS08316 | EXT.ENCL G IP55 W600 23M | 333.16
LVS08317 | EXT.ENCL G IP55 W600 27M | 468.46
LVS08319 | EXT.ENCL G IP55 W600 33M | 640.96
LVS08322 | PLN.DOOR+FRAME G IP55 W600 7M | 182.65
LVS08323 | PLN.DOOR+FRAME G IP55 W600 11M | 201.25
LVS08324 | PLN.DOOR+FRAME G IP55 W600 15M | 219.85
LVS08325 | PLN.DOOR+FRAME G IP55 W600 19M | 241.84
LVS08326 | PLN.DOOR+FRAME G IP55 W600 23M | 245.22
LVS08327 | PLN.DOOR+FRAME G IP55 W600 27M | 294.27
LVS08329 | PLN.DOOR+FRAME G IP55 W600 33M | 377.13
LVS08334 | TRANSP.DOOR+FRAME G IP55 W600 15M | 241.84
LVS08336 | TRANSP.DOOR+FRAME G IP55 W600 23M | 317.94
LVS08337 | TRANSP.DOOR+FRAME G IP55 W600 27M | 448.16
LVS08339 | TRANSP.DOOR+FRAME G IP55 W600 33M | 613.9
LVS08344 | DUCT REAR ENCL+DOOR W300 15M G IP55 | 277.35
LVS08345 | DUCT.REAR.ENCL+DOOR G IP55 W300 19M | 341.62
LVS08346 | DUCT.REAR.ENCL+DOOR G IP55 W300 23M | 405.88
LVS08347 | DUCT.REAR.ENCL+DOOR G IP55 W300 27M | 561.47
LVS08349 | DUCT.REAR.ENCL+DOOR G IP55 W300 33M | 705.22
LVS08371 | 2 PLN.UP/LOW.PLT G IP55 W600 | 95.26
LVS08372 | 2 PLN.UP/LOW.PLT G IP55 W300 | 74.74
LVS08381 | HZ/V. COMBINATION KIT PRISMA G IP55 | 77.01
LVS08403 | PRISMA P FRAMEWORK W300 D400 | 294.27
LVS08404 | PRISMA P FRAMEWORK W400 D400 | 377.13
LVS08406 | PRISMA P FRAMEWORK W650 D400 | 544.56
LVS08407 | PRISMA P FRAMEWORK W650+150 D400 | 789.78
LVS08408 | FRAMEWORK P W800 D400 | 755.96
LVS08433 | IP30 PLAIN ROOF W300 D400 | 30.02
LVS08434 | PLN.ROOF P IP30 W400 D400 | 38.6
LVS08436 | IP30 PLAIN ROOF W650 D400 | 53.34
LVS08438 | IP30 PLAIN ROOF W800 D400 | 69.66
LVS08453 | PLN.ROOF P IP55 W300 D400 | 51.29
LVS08454 | PLN.ROOF P IP55 W400 D400 | 65.57
LVS08456 | IP55 PLAIN ROOF W650 D400 | 85.14
LVS08458 | PLN.ROOF P IP55 W800 D400 | 106.54
LVS08476 | IP30 VENTILATED ROOF W650 D400 | 170.81
LVS08483 | IP55 PLAIN GL.PL.W300 D400 | 94.67
LVS08484 | IP55 PLAIN GL.PL.W400 D400 | 78.38
LVS08486 | IP55 PLAIN GL.PL.W650 D400 | 102.41
LVS08487 | IP55 PLAIN GL.PL.W650+150 D400 | 148.34
LVS08488 | IP55 PLAIN GL.PL.W800 D400 | 135.52
LVS08493 | IP30 2-PART GL.PL.W300 D400 | 85.08
LVS08494 | IP30 2-PART GL.PL.W400 D400 | 70.8
LVS08496 | IP30 2-PART GL.PL.W650 D400 | 102.41
LVS08497 | IP30 2-PART GL.PL.W650+150D400 | 149.08
LVS08498 | IP30 2 PART GL.PL.W800 D400 | 135.52
LVS08513 | IP30 PLAIN DOOR W300 | 208.02
LVS08514 | PLN.DOOR P IP30 W400 | 265.52
LVS08516 | IP30 PLAIN DOOR W650 | 382.21
LVS08518 | IP30 PLAIN DOOR W800 | 534.41
LVS08523 | PLN.DOOR P IP55 W300 | 323.02
LVS08524 | PLN.DOOR P IP55 W400 | 394.05
LVS08526 | IP55 PLAIN DOOR W650 | 564.86
LVS08528 | IP55 PLAIN DOOR W800 | 783.02
LVS08536 | IP30 TRANSPARENT DOOR W650 | 521.97
LVS08538 | IP30 TRANSPARENT DOOR W800 | 639.27
LVS08548 | TRANSP.DOOR P IP55 W800 | 1075.59
LVS08564 | HINGED FR.PLATE SUP.FRAME W400 | 238.46
LVS08574 | COV.FRAME P IP30 W400 | 414.34
LVS08576 | IP30 COVER FRAME W650 | 456.62
LVS08578 | IP30 COVER FRAME W800 | 620.67
LVS08585 | FRONT PLATE HINGE KIT | 31.74
LVS08603 | PRISMA P FRAMEWORK W300 D600 | 380.52
LVS08604 | PRISMA P FRAMEWORK W400 D600 | 544.79
LVS08607 | PRISMA P FRAMEWORK W650+150 D600 | 1011.33
LVS08608 | FRAMEWORK P W800 D600 | 982.58
LVS08633 | IP30 PLAIN ROOF W300 D600 | 38.83
LVS08634 | IP30 PLAIN ROOF W400 D600 | 49.69
LVS08636 | IP30 PLAIN ROOF W650 D600 | 67.91
LVS08638 | IP30 PLAIN ROOF W800 D600 | 93.15
LVS08653 | PLN.ROOF P IP55 W300 D600 | 65.96
LVS08654 | PLN.ROOF P IP55 W400 D600 | 80.95
LVS08658 | PLN.ROOF P IP55 W800 D600 | 145.15
LVS08676 | IP30 VENTILATED ROOF W650 D600 | 208.02
LVS08683 | IP55 PLAIN GL.PL.W300 D600 | 96.14
LVS08684 | IP55 PLAIN GL.PL.W400 D600 | 97.21
LVS08687 | IP55 PLAIN GL.PL.W650+150 D600 | 211.4
LVS08688 | IP55 PLAIN GL.PL.W800 D600 | 187.72
LVS08693 | IP30 2-PART GL.PL.W300 D600 | 83.26
LVS08694 | IP30 2-PART GL.PL.W400 D600 | 107.52
LVS08696 | IP30 2-PART GL.PL.W650 D600 | 138.9
LVS08697 | IP30 2-PART GL.PL.W650+150D600 | 213.09
LVS08698 | IP30 2 PART GL.PL.W800 D600 | 186.03
LVS08700 | 4 LIFTING RINGS | 56.2
LVS08702 | LEVELLING KIT | 112.11
LVS08703 | FALSE FLOOR FIXING KIT | 38.31
LVS08711 | IP31 SEALING KIT | 84.2
LVS08713 | CORN.KIT LINERGY BS P | 311.18
LVS08716 | 2 SIDE PARTS HANDL.PLINTH D600 | 436.33
LVS08718 | 10 COMBINATION SCREWS ET ACC. | 272.28
LVS08719 | DOUBLE DEPTH COMBINATION KIT | 160.37
LVS08720 | 2 SIDE.PL PLINTH P D400 | 122.06
LVS08721 | 2 SIDE.PL PLINTH P D600 | 161.02
LVS08723 | PLINTH P H100 W300 D400 | 132.73
LVS08726 | PLINTH P H100 W650 D400 | 250.3
LVS08728 | PLINTH P H100 W800 D400 | 343.31
LVS08733 | IP30 REAR PANEL W300 | 167.3
LVS08734 | IP30 REAR PANEL W400 | 129.73
LVS08736 | IP30 REAR PANEL W650 | 189.41
LVS08738 | IP30 REAR PANEL W800 | 258.75
LVS08743 | REAR.PANEL P IP55 W300 | 184.34
LVS08744 | REAR.PANEL P IP55 W400 | 213.09
LVS08748 | IP55 REAR PANEL W800 | 402.5
LVS08750 | 2 IP30 SIDE PANELS D400 | 385.59
LVS08755 | 2 IP55 SIDE PANELS D400 | 510.74
LVS08756 | 2 COMBI.SIDE PANELS P IP55 W400 | 569.93
LVS08760 | 2 IP30 SIDE PANELS D600 | 497.21
LVS08765 | 2 IP55 SIDE PANELS D600 | 765.86
LVS08773 | 4 CABLE TIE SUPPORTS W300 | 40.75
LVS08774 | 4 CABLE TIE SUPPORTS W400 | 51.37
LVS08776 | 4 CABLE TIE SUPPORTS W650 | 97.24
LVS08778 | 4 CABLE TIE SUPPORTS W800 | 114.55
LVS08794 | 4 CABLE TIE SUPPORTS D400 | 49.98
LVS08796 | 4 CABLE TIE SUPPORTS D600 | 38.97
LVS08804 | 4 EXTERNAL BRACKETS FOR PRISMA G IP30 | 15.74
LVS08811 | 2 LIFTING CROSS-MEMBERS W600+600 /G IP30 | 71.81
LVS08812 | 2 LIFTING CROSS-MEMBERS W600+300 /G IP30 | 69.26
LVS08813 | 2 LIFTING X-MEMBERS W600+300+600 /G IP30 | 90.45
LVS08816 | ADDITIONAL COMBINATION KIT PRISMA G IP30 | 39.89
LVS08817 | 2 VERTICAL COMBINATION UPRIGHTS/G IP30 | 135.16
LVS08818 | MULTIPLE COMBINATION KIT PRISMA G IP30 | 44.04
LVS08819 | FLUSH-MOUNT.KIT W600 H6-18M ENCL/G IP30 | 60.62
LVS08820 | FLUSH-MOUNT.KIT W600 H21-27M ENCL/G IP30 | 73.21
LVS08824 | TRUNKING SPREADER FOR PRISMA G IP30 | 82.71
LVS08830 | IP31 CANOPY W600 PRISMASET G | 72.47
LVS08831 | CANOPY G IP31 W600+W600 | 111.88
LVS08832 | IP31 CANOPY W600+300 PRISMASET G | 102.22
LVS08833 | IP31 CANOPY W600+300+600 PRISMASET G | 143.95
LVS08841 | IP43 DOOR GASKET L5300 PRISMA G | 22.17
LVS08867 | 2 CABLE TIE SUPPORT W600 PRISMA G | 47.45
LVS08868 | 4 CABLE TIE SUPPORT W300 PRISMA G | 32.33
LVS08870 | PLN.METAL.GLD.PL G IP30 W600 | 35.58
LVS08874 | PLN.METAL.GLD.PL G IP30 W300 | 28.23
LVS08881 | PLASTIC PLAIN GLAND PLATE PRISMA G | 37.76
LVS08887 | GLAND PLATE FOR W600 PLINTH FLOOR-ST.ENC | 73.66
LVS08888 | GLAND PLATE FOR W300 PLINTH FLOOR-ST.ENC | 77.44
LVS08900 | SWITCHBOARD IDENTIFICATION PL. | 11.68
LVS08904 | 12 ADHESIVE LABEL HOLDERS 36x432 | 55.78
LVS08905 | 12 ADHESIVE LABEL HOLDERS 24x180 W300 | 39.32
LVS08907 | 12 ADHESIVE LABEL HOLDERS 24x650 W850 | 91.71
LVS08911 | EARTHING WIRE 6MM | 9.37
LVS08913 | 12 CLIP-ON LABELS 18X35 | 20.85
LVS08914 | 12 ENGRAVING PLATES 18X35 /SUPPORT 08913 | 19.38
LVS08915 | 12 CLIP-ON LABELS 18X72 | 23.06
LVS08917 | 12 CLIP-ON LABELS 25X85 | 25.43
LVS08918 | 12 ENGRAVING PLATES 25X85 /SUPPORT 08917 | 24.23
LVS08921 | 20 FRAMEWORK SCREWS+WING NUTS | 30.59
LVS08938 | HANDLE PADLOCKING KIT | 27.25
LVS08961 | TOUCH-UP PAINT BRUSH | 12.65
LVS08962 | RAL9003 TOUCH-UP SPRAY PAINT | 25.66
LVS08963 | ADHESIVE DRAWING HOLDER | 8.03
LVS08965 | SWITCHBOARD PORTABLE LAMP | 153.31
LX1D8F7 | COIL 110V 50 60HZ FOR CONTACTOR | 108.98
LX1D8Q7 | coil LX1D 380 V AC at 50 and60Hz | 108.98
LX1FK110 | COIL LX1F 110 TO 120 V AC AT 40 AND400HZ | 420.45
LX1FK380 | COIL LX1F 380 TO 400 V AC AT 40 AND400HZ | 444.62
METSEPM2KANLGIO22 | EASYLOGIC PM2X30 ANALOG IO MODULE 2-IO | 132.34
METSEPM3210 | PM3210 CT op Cl 0.5S Power meter Pulse | 315.47
METSEPM5320 | PM5320 Power meter 31stHar 0.5S Ethernet | 752.9
METSEPM5331 | PowerLogic PM5331 Power & Energy meters | 816.32
METSEPM5340 | PM5340 Power meter 31stHar 0.5S Rel Ethe | 902.51
METSEPM5563 | PowerLogic PM5563 Power & Energy meters | 1242.37
MIP10104 | MODULAR ENCL MINIPRAGMA 1R 4M SURF FD WI | 15.12
MIP10106 | MODULAR ENCL MINIPRAGMA 1R 6M SURF FD WI | 16.42
MIP10106T | MODULAR ENCL MINIPRAGMA 1R 6M SURF TD WI | 17.86
MIP10108 | MODULAR ENCL MINIPRAGMA 1R 8M SURF FD WI | 18.28
MIP10112 | MODULAR ENCL MINIPRAGMA 1R 12M SURF FD W | 24.78
MIP10118 | MODULAR ENCL MINIPRAGMA 1R 18M SURF FD W | 34.57
MIP10118T | MODULAR ENCL MINIPRAGMA 1R 18M SURF TD W | 34.57
MIP10212 | MODULAR ENCL MINIPRAGMA 2R 12M SURF FD W | 45.53
MIP10312 | MODULAR ENCL MINIPRAGMA 3R 12M SURF FD W | 59.81
MIP10312T | MODULAR ENCL MINIPRAGMA 3R 12M SURF TD W | 59.81
MIP12104T | MODULAR ENCL MINIPRAGMA 1R 4M SURF TD WI | 24.85
MIP12106S | MODULAR ENCL MINIPRAGMA 1R 6M SURF SD WI | 35.51
MIP12106T | MODULAR ENCL MINIPRAGMA 1R 6M SURF TD WI | 28.69
MIP12108 | MODULAR ENCL MINIPRAGMA 1R 8M SURF FD WI | 32.43
MIP12108S | MODULAR ENCL MINIPRAGMA 1R 8M SURF SD WI | 35.03
MIP12112 | Resi9 MP Surface 1R 12M White door 2TB | 32.88
MIP12112S | MODULAR ENCL MINIPRAGMA 1R 12M SURF SD W | 40.3
MIP12118 | Resi9 MP Surface 1R 18M White door 2TB | 51.03
MIP12312 | MODULAR ENCL MINIPRAGMA 3R 12M SURF FD W | 86.64
MIP12312S | MODULAR ENCL MINIPRAGMA 3R 12M SURF SD W | 84.95
MIP20106 | MODULAR ENCL. MINIPRAGMA 1R 6M FLUSH FD | 17.86
MIP20108 | MODULAR ENCL. MINIPRAGMA 1R 8M FLUSH FD | 18.28
MIP20112 | MODULAR ENCL. MINIPRAGMA 1R 12M FLUSH FD | 24.78
MIP20118 | MODULAR ENCL. MINIPRAGMA 1R 18M FLUSH FD | 34.57
MIP20212 | MODULAR ENCL. MINIPRAGMA 2R 12M FLUSH FD | 47.78
MIP20212T | MODULAR ENCL. MINIPRAGMA 2R 12M FLUSH TD | 47.78
MIP20312 | MODULAR ENCL. MINIPRAGMA 3R 12M FLUSH FD | 62.8
MIP20312T | MODULAR ENCL. MINIPRAGMA 3R 12M FLUSH TD | 62.8
MIP22104 | MODULAR ENCL. MINIPRAGMA 1R 4M FLUSH FD | 24.85
MIP22104T | MODULAR ENCL. MINIPRAGMA 1R 4M FLUSH TD | 24.85
MIP22106 | MODULAR ENCL. MINIPRAGMA 1R 6M FLUSH FD | 28.69
MIP22106S | MODULAR ENCL MINIPRAGMA 1R 6M FLUSH SD W | 38.73
MIP22106T | MODULAR ENCL. MINIPRAGMA 1R 6M FLUSH TD | 28.69
MIP22108 | MODULAR ENCL. MINIPRAGMA 1R 8M FLUSH FD | 32.43
MIP22108S | MODULAR ENCL MINIPRAGMA 1R 8M FLUSH SD W | 38.18
MIP22112 | MODULAR ENCL. MINIPRAGMA 1R 12M FLUSH FD | 32.88
MIP22118 | MODULAR ENCL. MINIPRAGMA 1R 18M FLUSH FD | 51.03
MIP22212 | MODULAR ENCL. MINIPRAGMA 2R 12M FLUSH FD | 54.64
MIP22312 | MODULAR ENCL. MINIPRAGMA 3R 12M FLUSH FD | 90.97
MIP30106 | Resi9 MP Flush cover 1R 6M White door | 14.57
MIP30108 | WHITE FRONT FACE 1R 8M FLUSH FD | 14.86
MIP30108T | WHITE FRONT FACE 1R 8M FLUSH TD | 14.86
MIP30112 | WHITE FRONT FACE 1R 12M FLUSH FD | 17.46
MIP30112T | WHITE FRONT FACE 1R 12M FLUSH TD | 17.46
MIP30118 | Resi9 MP Flush cover 1R 18M White door | 24.46
MIP30118T | WHITE FRONT FACE 1R 18M FLUSH TD | 24.46
MIP30212 | WHITE FRONT FACE 2R 12M FLUSH FD | 27.61
MIP30212T | WHITE FRONT FACE 2R 12M FLUSH TD | 27.61
MIP30312 | WHITE FRONT FACE 3R 12M FLUSH FD | 43.58
MIP30312T | WHITE FRONT FACE 3R 12M FLUSH TD | 43.58
MIP82112 | Resi9 MP Back part 1R 12M 2TB | 20.68
MIP82118 | Resi9 MP Back part 1R 18M 2TB | 32.2
MIP82212 | BACK PART MINIPRAGMA 2R 12M | 31.03
MIP99034 | KIT IP41 FOR MINIPRAGMA SURFACE | 7.02
MIP99035 | KIT IP41 FOR MINIPRAGMA FLUSH | 7.71
MIP99036 | 2 TERMINAL BLOCK SUPPORT 18M | 8.88
MIP99037 | TERMINAL BLOCK 4 HOLES | 10.31
MIP99038 | Resi9 MP Terminal block 8 holes | 6.7
MIP99039 | Resi9 MP Terminal block 16 holes | 12.2
MIP99046 | MINI PRAGMA KEY LOCK | 85.73
MIP99047 | HALLOW PARTITION FLUSH MOUNTING KIT | 7.02
MIP99048 | Resi9 MP Sealing kit | 7.02
MIP99050 | LIGHTING KIT | 77.83
MTN550619 | SM hous. f. ARG presence pw | 20.53
MVS15512 | XF 200/250V AC/DC | 223.24
MVS16H4MF2L | MVS ACB 1600A 65kA Manual Fixed ET2 | 4831.72
RE17LLBM | FLASHING TIMER | 49.21
RE17LMBM | MULTI FUNCTION TIMER | 62.05
RE17RBMU | TIMER FUNC B 1C O 24VAC DC 240VAC | 39.71
RE17RHMU | TIMER FUNC H Ht 1C O 24VAC DC 240VAC | 42.87
RE17RMEMU | MULTIFUNC TIMER 1C O 24VAC DC 240VAC | 56.38
RE17RMJU | 10 X MULTIFUNC TIMER 1C O 12VAC DC | 48.3
RE17RMXMU | MULTIFUNC TIMER 1C O 24VAC DC 240VAC | 53.47
RE22R1ACMR | On Delay Timer | 58.9
RE22R1AKMR | On Delay Timer | 58.9
RE22R1HMR** | Pulse-On Energisation Timer Relay | 82.54
RE22R1MAMR | On Delay Timer | 74.9
RE22R1MKMR | Off Delay Timer Relay | 58.9
RE22R1MLMR | Asymmetrical Recycler | 74.9
RE22R2MWMR | Pulse-On energisation Timer Relay | 90.93
RE22R2QEMR | Star-delta Timer Relay | 58.22
RE22R2QEMT | Star-delta Timer Relay | 82.35
RE22R2QGMR | Star-delta Timer Relay | 74.9
RE22R2QTMR | Star-delta Timer Relay | 74.9
RM17JC00MW | BUILTIN CT 2..20A OC 24-240VAC/DC 1C/O | 75.91
RM17TE00 | PH ROT.FAILURE 208-480VAC ASYMM UV/OV | 96.14
RM17TG00 | PH FAILURE ROTATN 208-480VAC 1C/O | 55.03
RM17TT00 | PH ROTATION:FAILURE 208-480VAC 1C/O UV | 71.88
RM17TU00 | PH ROTATION.FAILURE 208-480VAC W/ UV | 66.41
RM17UAS15 | REL. SUR OU SOUS TENSION 65..260 V AC DC | 72.95
RM22JA21MR | OVERCURRENT CONTROL RELAY RM22-JA - RANG | 132.79
RM22LG11MR | LEVEL CONTROL RELAY RM22-LG - RANGE 5K # | 61.79
RM22TA33 | 3 Phase Asymmetry control relay RM22-TA | 71.29
RM22TG20 | 3 PHASE CONTROL RELAY RM22-TG - RANGE 18 | 59.45
RM22TU23 | 3 PHASE UNDERVOLTAGE CONTROL RELAY RM22- | 92.56
RM35ATL0MW | OVER UNDER TEMP 1C/O 24-240VAC/DC | 92.56
RM35BA10 | PUMP CNTRL RELAY 1PH/3PH 10A 208-480VAC | 162.29
RM35LV14MW | MULTIFUNC LEV CONTRL DISCRT 24-240VAC/DC | 120.14
RM35S0MW | SPEED CONTROL RELAY 24-240VAC/DC | 109.6
RM35TM250MW | PH FAIL ROT MOTOR TEMP 24-240VAC/DC | 139.1
RM35TM50MW | PH FAIL ROTRESET MOTOR TEMP 24-240VAC/DC | 134.9
RM35UB330 | 3PH OV AND UV RLY 220-480VAC BET 2PH 2CO | 124.37
RSB1A120BD | PCB RELAY 1C/O 12A 24VDC | 4.07
RSB1A120E7 | PCB RELAY 1C/O 12A 48VAC | 7.7
RSB1A120M7 | PCB RELAY 1C O 12A 220VAC | 10.73
RSZE1S35M | SEPARATED CONN SOCKET FOR RSB1A120 | 6.58
RUMC21B7 | 2CO 10A Relay Cylind +LTB-LED 24VAC | 11.31
RUMC21BD | 2CO 10A Relay Cylind +LTB-LED 24VDC | 11.31
RUMC21F7 | 2CO 10A Relay Cylind +LTB-LED 120VAC | 11.31
RUMC21JD | 2CO 10A Relay Cylind +LTB-LED 12VDC | 11.31
RUMC21P7 | 2CO 10A Relay Cylind +LTB-LED 230VAC | 11.31
RUMC31E7 | 3CO 10A Relay Cylind +LTB-LED 48VAC | 13.18
RUMC31ED | 3CO 10A Relay Cylind +LTB-LED 48VDC | 13.18
RUMC31F7 | 3CO 10A Relay Cylind +LTB-LED 120VAC | 14.8
RUMC31FD | REL# UNIV.3NANC 10A 110VDC | 13.18
RUMC31ND | 3CO 10A Relay Cylind +LTB-LED 60VDC | 13.18
RUW240BD | M#dulo de protecci#n - DIODO 6/250 VDC | 2.58
RUZC2M | MIXED CONN SOCKET FOR RUMC2 | 4.21
RUZSC2M | SEPARATED CONN SOCKET FOR RUMC2 | 6.25
RUZSC3M | BASE UNDECAL E S SEPAR PARA RUMC3 | 6.25
RXM2AB1B7 | MINIATURE RELAY 2C/O 24VAC | 6.73
RXM2AB1ED | MINIATURE RELAY 2C/O 48VDC | 6.73
RXM2AB1F7 | MINIATURE RELAY 2C/O 120VAC | 6.73
RXM2AB1FD | MINIATURE RELAY 2C/O 110VDC | 6.73
RXM2AB1JD | MINIATURE RELAY 2C/O 12VDC | 6.73
RXM2AB1P7 | REL# MINIATURA 12A 2NANC 230VAC | 6.73
RXM3AB1B7 | MINIATURE RELAY 3 CO / 24 V 50/60 HZ | 6.96
RXM3AB1BD | Miniature relay 3 CO / 24 V DC | 6.96
RXM3AB1E7 | MINIATURE RELAY 3C/O 48VAC | 6.96
RXM3AB1ED | MINIATURE RELAY 3 CO /48 V DC | 6.96
RXM3AB1F7 | MINIATURE RELAY 3C/O 120VAC | 6.96
RXM3AB1FD | MINIATURE RELAY 3C/O 110VDC | 6.96
RXM3AB1JD | MINIATURE RELAY 3C/O 12VDC | 6.96
RXM3AB1P7 | Miniature relay 3 CO / 230 V 50/60 Hz | 6.96
RXM4AB1ED | REL# MINIATURA 6A 4NANC 48VDC | 9.18
RXM4AB1FD | REL# MINIATURA 6A 4NANC 110VDC | 6.96
RXM4AB1MD | RELLE MINIATURA 6A 4NANC 220VDC | 6.96
SR2A201FU | SR 20 I/O REL. 100-240VAC DISPL W/O CLK | 316.11
SR2B122BD | SR 12 I/O TRANSISTOR 24VDC DISPL & CLK | 232.04
SR2B201JD | SR 20 I/O REL. 12VDC DISPL & CLK | 348.06
SR2D201FU | SR 20 I/O REL. 100-240VAC W/O DISPL/CLK | 287.52
SR2MEM02 | MEMORY CART. FOR TRANSFER. PROG+FIRMWARE | 38.73
SR2MOD02 | GSM MODEM FOR SR | 716.29
SR3B101B | SR 10 I/O REL. 24VAC DISPL & CLK | 252.21
SR3B101BD | SR 10 I/O REL. 24VDC DISPL & CLK | 243.81
SR3B101FU | SR 10 I/O REL. 100-240VAC DISPL & CLK | 247.17
SR3B102BD | SR 10 I/O TRANSISTOR 24VDC DISPL & CLK | 235.4
SR3B262BD | SR 26 I/O TRANSISTOR 24VDC DISPL & CLK | 393.45
SR3PACK2BD | PACK 26 I/O REL. 24VDC | 643.99
SR3PACK2FU | PACK 26 I/O REL. 100-240VAC | 643.99
SR3PACKBD | PACK 10 I/O REL. 24VDC | 418.68
SR3PACKFU | PACK 10 I/O REL. 100-240VAC | 418.68
SR3XT61FU | 6 I/O REL. EXTENSION FOR 100-240VAC SR | 85.42
TM200C16R | CONTR. M200 16I O 220VAC RELAY | 296.6
TM200C16T | CONTR. M200 16I O 24VDC TR.SOURCE | 296.6
TM200C16U | CONTR. M200 16I O 24VDC TR.SINK | 296.6
TM200C24R | CONTR. M200 24I O 220VAC RELAY | 316.05
TM200C24T | CONTR. M200 24I O 24VDC TR.SOURCE | 316.05
TM200C24U | CONTR. M200 24I O 24VDC TR.SINK | 316.05
TM200C40R | CONTR. M200 40I O 220VAC RELAY | 418.43
TM200C40T | CONTR. M200 40I O 24VDC TR.SOURCE | 418.43
TM200C40U | CONTR. M200 40I O 24VDC TR.SINK | 418.43
TM200C60R | CONTR. M200 60I O 220VAC RELAY | 607.33
TM200CE24R | CONTR. M200 24I O 220VAC RELAY ETH | 354.87
TM200CE24T | CONTR. M200 24I O 24VDC TR.SOURCE ETH | 354.87
TM200CE24U | CONTR. M200 24I O 24VDC TR.SINK ETH | 354.87
TM200CE40R | CONTR. M200 40I O 220VAC RELAY ETH | 455.51
TM200CE40T | CONTR. M200 40I O 24VDC TR.SOURCE ETH | 455.51
TM221C16R | CONTROLLER M221-16IO Relay Compact | 457.35
TM221C16T | CONTROLLER M221-16IO Tr.PNP Compact | 457.35
TM221C16U | CONTROLLER M221-16IO TR.NPN | 457.35
TM221C24U | CONTROLLER M221-24IO TR.NPN | 549.83
TM221C40R | CONTROLLER M221-40IO Relay Compact | 731.42
TM221C40T | CONTROLLER M221-40IO Tr.PNP Compact | 731.42
TM221C40U | CONTROLLER M221-40IO TR.NPN | 731.42
TM221CE16R | CONTROLLER M221-16IO Relay Ethernet | 480.89
TM221M16R | CONTROLLER M221-16IO RELAY MODULAR | 549.83
TM221M16RG | CONTROLLER M221-16IO RELAY SPRING MOD | 549.83
TM221M16T | CONTROLLER M221-16IO TR.PNP MODULAR | 549.83
TM221ME16R | CONTROLLER M221-16IO RELAY ETHERNET MOD. | 610.36
TM221ME16RG | CONTROLLER M221-16IO RELAY ETH SPR MOD | 610.36
TM221ME16T | CONTROLLER M221-16IO TR.PNP ETH MODULAR | 610.36
TM221ME16TG | CONTROLLER M221-16IO TR.PNP ETH SPR MOD | 610.36
TM221ME32TK | CONTROLLER M221-32IO TR.PNP ETH MODULAR | 670.89
TM3AI2H | MODULE TM3-2 ANALOG INPUTS HIGH RES. | 254.23
TM3AI2HG | MODULE TM3-2 ANALOG IN HIGH RES. SPRING | 254.23
TM3AI4G | MODULE TM3-4 ANALOG INPUTS SPRING | 273.68
TM3AM6G | TM3: 4 Ana IN & 2 Ana OUT Spring Term | 381.35
TM3AQ2 | MODULE TM3-2 ANALOG OUTPUTS | 273.68
TM3AQ2G | MODULE TM3-2 ANALOG OUTPUTS SPRING | 273.68
TM3AQ4 | MODULE TM3-4 ANALOG OUTPUTS | 342.52
TM3AQ4G | MODULE TM3-4 ANALOG OUTPUTS SPRING | 342.52
TM3DI16K | MODULE TM3-16 INPUTS HE10 | 195.99
TM3DI8 | MODULE TM3-8 INPUTS | 145.61
TM3DI8A | MODULE TM3-8 INPUTS 120VAC | 145.61
TM3DI8G | MODULE TM3-8 INPUTS SPRING | 145.61
TM3DM8R | MODULE TM3-8 IO RELAYS | 145.61
TM3DQ16R | MODULE TM3-16 OUT RELAYS | 254.23
TM3DQ16T | MODULE TM3-16 OUT TR.PNP | 234.82
TM3DQ16TG | MODULE TM3-16 OUT TR.PNP SPRING | 234.82
TM3DQ16TK | MODULE TM3-16 OUT TR.PNP HE10 | 195.99
TM3DQ16U | MODULE TM3-16 OUT TR.NPN | 234.82
TM3DQ16UG | MODULE TM3-16 OUT TR.NPN SPRING | 234.82
TM3DQ16UK | MODULE TM3-16 OUT TR.NPN HE10 | 195.99
TM3DQ32UK | MODULE TM3-32 OUT TR.NPN HE10 | 321.34
TM3DQ8R | MODULE TM3-8 OUT RELAYS | 195.99
TM3DQ8T | MODULE TM3-8 OUT TR.PNP | 145.61
TM3DQ8TG | MODULE TM3-8 OUT TR.PNP SPRING | 145.61
TM3DQ8U | MODULE TM3-8 OUT TR.NPN | 145.61
TM3DQ8UG | MODULE TM3-8 OUT TR.NPN SPRING | 145.61
TM3TI4 | MODULE TM3-4 INPUTS TEMPERATURE | 342.52
TM3TI4G | MODULE TM3-4 INPUTS TEMPERATURE SPRING | 342.52
TM3TI8TG | MODULE TM3-8 INPUTS TEMPERATURE SPRING | 360.16
TM3TM3 | MODULE TM3-2 TEMP INPUT 1 ANALOG OUT. | 351.36
TM3TM3G | MODULE TM3-2 TEMP INPUTS+ 1 ANALOG OUT | 351.36
TMC2AI2 | CARTRIDGE M221-2 ANALOG CURRENT INPUTS | 101.71
TMC2CONV01 | CARTRIDGE M221-CONVEYING 1 SERIAL LINE | 101.71
TMC2HOIS01 | CARTRIDGE M221-HOISTING 1 ANALOG INPUT | 157.2
TMC2PACK01 | CARTRIDGE M221-PACKAGING 2 ANALOG INPUT | 101.71
TMC2SL1 | CARTRIDGE M221-1 SERIAL LINE-comm | 101.71
TMC2TI2 | CARTRIDGE M221-2 TEMPERATURE INPUTS | 101.71
TMCR2AI2 | CARTRIDGE Medium-2 ANZLOG CURRENT INPUTS | 113.42
TMCR2AM3 | CARTRIDGE.M200 2 A D 1D A CARD | 203.06
TMCR2AQ2C | CARTRIDGE Medium-2 ANALOG CURRENT OUTPUT | 113.42
TMCR2AQ2V | CARTRIDGE Medium-2 ANALOG VOLTAGE OUTPUT | 113.42
TMCR2SL1 | CARTRIDGE Medium-1 SELIAL LINE | 113.42
TMCR2TI2 | CARTRIDGE Medium-2 TEMPERTURE INPUTS | 113.42
V0 | BODY 3P DISCON.SWITCH 25A | 34.18
V01 | BODY 3P DISC SWITCH 20A | 25.21
V02 | BODY 3P DISCON SWITCH 12A | 20.85
V1 | BODY 3P DISCON.SWITCH 32A | 36.29
V2 | BODY 3P DISCON.SWITCH 40A | 49.09
V3 | BODY 3P DISCON.SWITCH 63A | 63.94
V4 | BODY 3P DISCON SWITCH 80A | 91.6
VBF0 | MAIN SWITCH DISCON.25A | 46.48
VBF01GE | 16A MAIN SWITCH IN ENCLOS | 64.98
VBF0GE | 20A MAIN SWITCH IN ENCLOS | 79.36
VBF1 | MAIN SWITCH DISCON.32A | 50.54
VBF1GE | 25A MAIN SWITCH IN ENCLOS | 80.1
VBF2 | MAIN SWITCH DISCON.40A | 63.77
VBF3 | MAIN SWITCH.DISCON.63A | 86.22
VBF3GE | SWIT ENCL 50A NO HOLE | 141.44
VBF4GE | SWIT ENCL 63A NO HOLE | 171
VCCF0 | MAIN EMERG.SWITCH HDL 25A | 58.59
VCCF1 | MAIN EMERG.SWITCH+HDL 32A | 56.46
VCCF2 | MAIN EMERG.SWITCH+HDL 40A | 70.63
VCCF3 | MAIN EMERG SWITCH+HDL 63A | 101.52
VCCF4 | MAIN EMERG SWITCH+HDL 80A | 128.15
VCCF5 | MAIN EMERG SWITCH+HDL125A | 202.71
VCF01 | MAIN EMERGENCY SWITCH 20A | 40.59
VCF1 | MAIN EMERGENCY SWITCH 32A | 50.54
VCFN20GE | 16A MAIN EMERG SWIT ENCLO | 55.81
VCFN25GE | 20A MAIN EMERG SWIT ENCLO | 57.24
VW3M5101R30 | BSH MOTOR CABLE 1,52 3M | 158.24
VW3M8102R30 | ENCODER CABLE M23 - RJ45, 3M | 123.29
VZ12 | NEUTRAL MODULE 63A | 28.24
XA2EA11 | PB,FLUSH,WHITE,1NO | 3.97
XA2EA21 | PB,FLUSH,BLACK,1NO | 3.97
XA2EA3311 | PB,MARKED FLUSH,1NO | 3.97
XA2EA3341 | PB,MARKED FLUSH,1NO | 3.97
XA2EA3351 | PB,MARKED FLUSH,1NO | 3.97
XA2EA4322 | PB,MARKED FLUSH,1NC | 3.97
XA2EA4342 | PB,MARKED FLUSH,1NC | 3.97
XA2EA51 | PB,FLUSH,YELLOW,1NO | 3.97
XA2EA61 | PB,FLUSH,BLUE,1NO | 3.97
XA2EC21 | PB,MUSHROOM,DIA40,BLACK,1NO | 4.56
XA2EC31 | PB,MUSHROOM,DIA40,GREEN,1NO | 4.56
XA2EC42 | PB,MUSHROOM,DIA40,RED,1NC | 4.56
XA2ED25 | SS,2 POSITION,1NO 1NC(SHORT) | 5.87
XA2ED41 | SS,2 POSITION,1NO,SPRING RETURN(SHORT) | 4.74
XA2ED53 | SS,3 POSITION,2NO,SPRING RETURN(SHORT) | 6.7
XA2EG03 | KSS,3 POSITION,3 SIDES PULL OUT,2NO | 8.32
XA2EG21 | KSS,2 POSITION,1NO,LEFT PULL OUT | 7.18
XA2EG33 | KSS,3 POSITION,MIDDLE PULL OUT,2NO | 8.32
XA2EG43 | KSS,2 POSITION,2 SIDE PULL OUT,2NO | 8.32
XA2EG63 | KSS,2 POSITION,LEFT PULL OUT,2NO | 8.32
XA2EG73 | KSS,3 POSITION,2 SIDE SPRING RETURN,2NO | 8.32
XA2EH031 | PB,PUSH-PUSH,FLUSH,GREEN,1NO | 6.27
XA2EH042 | PB,PUSH-PUSH,FLUSH,RED,1NC | 6.27
XA2EH051 | PB,PUSH-PUSH,FLUSH,YELLOW,1NO | 6.27
XA2ES442 | ES,TURN TO RELEASE,DIA30,RED,1NC | 5.5
XA2ES642 | ES,TURN TO RELEASE,DIA60,RED,1NC | 6.05
XA2ET42 | ES,PUSH PULL,DIA40,1NC | 10.98
XA2EVB1LC | Medium XA2 Pilot Light, 24v AC/DC, white | 2.84
XA2EVB3LC | Medium XA2 Pilot Light, 24v AC/DC, Green | 2.84
XA2EVB4LC | Medium XA2 Pilot Light, 24v AC/DC, Red | 2.66
XA2EVB5LC | Medium XA2 Pilot Light, 24v AC/DC, Ambar | 2.84
XA2EVB6LC | Medium XA2 Pilot Light, 24v AC/DC, Blue | 2.84
XA2EVF1LC | Medium XA2 Pilot Light,110v AC, white | 3.42
XA2EVF3LC | Medium XA2 Pilot Light,110v AC,Green | 3.42
XA2EVF4LC | Medium XA2 Pilot Light,110v AC,Red | 3.24
XA2EVF5LC | Medium XA2 Pilot Light,110v AC, Ambar | 3.42
XA2EVF6LC | Medium XA2 Pilot Light,110v AC,Blue | 3.42
XA2EVM1LC | Medium XA2 Pilot Light,220v AC,white | 3.03
XA2EVMD1LC | Medium XA2 Pilot Light,220v DC,white | 3.03
XA2EVMD3LC | Medium XA2 Pilot Light,220v DC,Green | 3.03
XA2EVMD4LC | Medium XA2 Pilot Light,220v DC,Red | 2.84
XA2EVMD5LC | Medium XA2 Pilot Light,220v DC,Yellow | 3.03
XA2EVMD6LC | Medium XA2 Pilot Light,220v DC, Blue | 3.03
XA2EVQ1LC | Medium XA2 Pilot Light,<380v AC,white | 3.24
XA2EVQ3LC | Medium XA2 Pilot Light,<380v AC,Green | 3.24
XA2EVQ4LC | Medium XA2 Pilot Light,<380v AC,Red | 3.03
XA2EVQ5LC | Medium XA2 Pilot Light,<380v AC,Yellow | 3.24
XA2EVQ6LC | Medium XA2 Pilot Light,<380v AC, Blue | 3.24
XA2EW31M1 | IPB,220VAC.WHITE,1NO | 9.26
XA2EW31Q1 | IPB,380VAC.WHITE,1NO | 8.41
XA2EW33B1 | IPB,24VAC/DC.GREEN,1NO | 7.73
XA2EW33M1 | IPB,220VACGREEN,1NO | 9.26
XA2EW34B1 | IPB,24VAC/DC.RED,1NO | 7.55
XA2EW34B2 | FLUSH, IPB,24V AC/DC. RED ,1NC | 7.73
XA2EW34M1 | IPB,220VAC.RED,1NO | 9.26
XA2EW34M2 | FLUSH, IPB,220 V AC. RED ,1NC | 8.32
XA2EW34Q2 | FLUSH, IPB,380 V AC. RED ,1NC | 9.26
XA2EW35M1 | IPB,220VAC.YELLOW,1NO | 9.26
XA2EW36M1 | IPB,220VAC.BLUE,1NO | 9.26
XACA271 | PENDANT STATION XACA 2 PUSH BUT TO NS | 62.64
XACA2913 | PENDANT STATION XACA 2 PUSH BUT TO NS 1 | 128.8
XACA4713 | PENDANT STATION XACA 4 PUSH BUT TO NS 1 | 126.81
XACA671 | PENDANT STATION XACA 6 PUSH BUT TO NS | 132.74
XACA6713 | PENDANT STATION XACA 6 PUSH BUT TO NS 1 | 166.43
XACA871 | PENDANT STATION XACA 8 PUSH BUT TO NS | 162.49
XALD04 | CAJA VACIA 4 TALADROS | 31.34
XALE1 | CAJA VACIA XALE 1 TALADRO | 9.32
XALE2 | EMPTY 2 HOLES | 10.33
XALE3 | EMPTY 3 HOLES | 11.92
XB4BG21 | BLACK SELEC TO R SWITCH DIAM 22 KEYLOCK | 34.88
XB4BK123M5 | GREEN ILLUMINATED SELEC TO R S | 40.45
XB4BK124M5 | RED ILLUMINATED SELEC TO R SWITCH DIAM 2 | 40.45
XB4BS9442 | D40 EMERGENCY STOP KR 455E | 33.29
XB4BV63 | DIRECT SUPPLY PILOT LIGHT | 11.1
XB4BV64 | DIRECT SUPPLY PILOT LIGHT | 11.1
XB4BV65 | DIRECT SUPPLY PILOT LIGHT | 11.1
XB4BVB1 | 24 V LED PILOT LIGHT BODY | 15.47
XB4BVB6 | 25 V LED PILOT LIGHT BODY | 15.47
XB4BW3365 | ILLUMINATED PUSHBUTTON | 21.61
XB4BW3465 | ILLUMINATED PUSHBUTTON | 24.69
XB4BW3565 | ILLUMINATED PUSHBUTTON | 24.69
XB4BW73731G5 | COMPLETE METAL DOUBLE HEADED PUSHBUTTONS | 36.69
XB5AL73415 | COMPLETE PLASTIC DOUBLE HEADED PUSHBUTTO | 21.83
XB7EV08MP | PILOT LIGHT LED ORANGE 230V AC | 7.54
XB7NG21 | SELECTOR - KEY -2POS-1NO | 20.14
XB7NG33 | SELECTOR - KEY -3POS 2NO | 22.08
XB7NH21 | PB - LATCH, BLACK - 1NO | 8.97
XB7NH25 | PB - LATCH, BLACK - NC AND NO | 10.94
XB7NH31 | PB - LATCH, GREEN - 1NO | 8.97
XB7NH35 | PB - LATCH, GREEN - NC AND NO | 10.94
XB7NS8442 | RED EMERGENCY STOP TRIGGER TURN TO RELEA | 16
XB7NS8445 | RED EMERGENCY STOP TRIGGER TURN TO RELEA | 17.73
XB7NS9444 | RED EMERGENCY STOP TRIGGER KEY RELEASE 4 | 27.41
XB7NS9445 | RED EMERGENCY STOP TRIGGER KEY RELEASE 4 | 27.41
XB7NW3361 | ILLUM. P.B - BULB - SPRING RTN -1NO - GR | 11.41
XBTZ9008 | CABLE MODBUS XBTOT | 27.82
XESD1191 | SPRING RETURN CONTACT BLOCK 2 NO FRONT M | 128.8
XPEA110 | SINGLE FOOT SWITCH XPEA WITHOUT COVER PL | 69.98
XVGB2H | T LIGHT 2 STG RG24V MNTG W. FIX PLT | 79.46
XVGB2SH | T LIGHT 2 STG RG24V BUZ MNTG W. FIX PLT | 116.91
XVGB2SW | T LIGHT 2 STG RG24V BUZ MNTG W. F BRCKT | 114.92
XVGB2W | T LIGHT 2 STG RG24V BUZ MNTG W. F BRCKT | 75.11
XVGB3H | T LIGHT 3 STG RAG24V MNTG W. FIX PLT | 103.03
XVGB3SH | T LIGHT 3 STG RAG24V BUZ MNTG W. FIX PLT | 140.69
XVGB3SW | T LIGHT 2 STG RG24V BUZ MNTG W. F BRCKT | 138.67
XVGB3W | T LIGHT 2 STG RG24V BUZ MNTG W. F BRCKT | 99.08
XVGB4H | T LIGHT 4 STG RAGB24V MNTG W. FIX PLT | 128.8
XVGB4SH | T LIGHT 4 STG RAGB24V BUZ MNTG W.FIX PLT | 169.82
XVGB4SW | T LIGHT 2 STG RG24V BUZ MNTG W. F BRCKT | 164.44
XVGB4W | T LIGHT 2 STG RG24V BUZ MNTG W. F BRCKT | 124.82
ZB5AZ905 | KEY FOR FIXING NUT | 18.25
ZBRM01 | CONTROL STATION SPS EMPTY 1 HOLE | 87.59
ZBVM1 | LED PILOT LIGHT LED 230 V | 15.07
ZBY2323 | L.P. RESET | 3.28
LC1D50ABD | 3P EVLK CONTACTOR 50A 22KW AC3 24VDC | 228.83
ATV320D11N4B | ATV320 BOOK 11KW - 3PH - 380 - 500V | 1424.17
ATV320U07N4C | ATV320 COMPACT 0.75KW - 3PH - 380 - 500V | 549.83
ATV320U15N4C | ATV320 COMPACT 1.5KW - 3PH - 380 - 500V | 642.31
ATV320U22N4C | ATV320 COMPACT 2.2KW - 3PH - 380/500V | 712.93
ATV320U40N4C | ATV320 COMPACT 4KW - 3PH - 380/500V | 897.88
10205 | MICRO PRAGMA 2 MOD | 7.61
A9A26904 | Acti9 A9A iOF bottom wiring 0.1-6A aux | 6.91
A9A26907 | Acti9 A9A iSD bottom wiring 0.1-6A aux | 23.64
A9A26909 | Acti9 A9A iOF/SD+OF t&b wire 0.1-6A aux | 22.46
A9DE2610 | ACTI 9 iCV40 1PN C 10A 30mA AC RCBO | 96.81
A9DE2616 | ACTI 9 iCV40 1PN C 16A 30mA AC RCBO | 96.81
A9L08400 | IPRD 8 8 KA 350V 4P SURGE ARRESTER | 197.48
A9R63625 | ACTI 9 iID40 1PN 25A 30mA AC RCCB | 79.26
A9R63640 | ACTI 9 iID40 1PN 40A 30mA AC RCCB | 97.87
A9R63725 | ACTI 9 iID40 3PN 25A 30mA AC RCCB | 88.62
A9R63740 | ACTI 9 iID40 3PN 40A 30mA AC RCCB | 109.57
A9R63763 | ACTI 9 iID40 3PN 63A 30mA AC RCCB | 120.8
A9XPC612 | ACTI9 Comb busbar iC40 1PN 12 mod. 18mm | 20.28
BSH0703P11A2A | BSH MOTOR IEC 70MM 2,8 NM WITH KEY IP50 | 1222.52
C080N320FM | NS800N 50kA 3P 800A FXD Man. 2.0 | 2278.54
C080N420FM | NS800N 50kA 4P 800A FXD Man. 2.0 | 2938.17
C100N320FM | NS1000N 50kA 3P 1000A FXD Man. 2.0 | 2835.04
C100N420FM | NS1000N 50kA 4P 1000A FXD Man. 2.0 | 3553.05
C125N320FM | NS1250N 50kA 3P 1250A FXD Man. 2.0 | 3161.94
C125N420FM | NS1250N 50kA 4P 1250A FXD Man. 2.0 | 3936.37
C160N320FM | NS1600N 50kA 3P 1600A FXD Man. 2.0 | 4097.87
C160N420FM | NS1600N 50kA 4P 1600A FXD Man. 2.0 | 5193.36
CA2KN31M7 | CONTROL RELAY K-MODEL 3NO+1NC 220VAC | 29.81
DF102V | FUSE HOLDER 2P 32A 10 X 38 MELTIN.INDIC | 36.73
DF142V | FUSE HOLDER 2P 50A FOR FUSE 14 X 51 MM | 57.47
DF221V | FUSE HOLDER 1P 125A FOR FUSE 22 X 58 MM | 37.13
DF22AM1 | 1 MICROSWITCH FOR FUSE HOLDERS DF22 3 PO | 18.49
DF22AP | ASSEMBLY KIT FOR FUSE HOLDERS DF22 | 5.29
DF81N | FUSE HOLDER 1P N 25A FUSE 8,5 X 31,5 MM | 23.63
EZADINR | EZ DIN RAIL ADAPTER | 26.24
EZC100H3063 | MG EZC100 H 30KA 3P 3T 63A | 136.09
EZC400H4400N | EZC400H TM400D 4P3D CIRCUIT BREAKER | 1875.02
GV2L03 | MAGNETIC CIRCUIT BREAKER | 152.27
GV3P73 | GV3P MOTOR CB THERMO/MAG 62-73A EVERLINK | 251.7
LA9FJ4G | INTERLOCK VERTICAL | 575.32
LA9G3750 | ChangeOver Bars 3P Kit G115-225 | 193.42
LA9G3751 | ChangeOver Bars 3P Kit G265-500 | 477.84
LA9G3752 | ChangeOver Bars 3P Kit G630-800 | 830.53
LA9G4750 | ChangeOver Bars 4P Kit G115-225 | 266.23
LA9G4751 | ChangeOver Bars 4P Kit G265-500 | 659.87
LA9G4752 | ChangeOver Bars 4P Kit G630-800 | 1160.46
LAEN11 | Easy TeSys auxiliary contact 1NO 1NC | 3.63
LAEN22 | TVS AUXILIARY CONTACT BLOCK 2NO 2NC | 4.55
LAG8N113 | AUX contact 1NO+1NC push-in terminals | 31.5
LC1D18ED | 3P CONT 18A AC3 9KW 1NO 1NC 48VDC COIL | 66.65
LC1D65AJD | 3P EVLK CONT 65A 30KW AC3 EVERLINK 12VDC | 309.57
LC1D80M7 | CONTACTOR | 241.59
LC1G115EHEN | ContactorTeSysGiga115 3P Std48-130V ACDC | 578.42
LC1G115LSEA | ContactorTeSysGiga115 3PAdv200-500V ACDC | 665.18
LC1G150EHEN | ContactorTeSysGiga150 3P Std48-130V ACDC | 701.35
LC1G150LSEA | ContactorTeSysGiga150 3PAdv200-500V ACDC | 806.56
LC1G185EHEN | ContactorTeSysGiga185 3P Std48-130V ACDC | 781.96
LC1G185LSEA | ContactorTeSysGiga185 3PAdv200-500V ACDC | 899.27
LC1G225EHEN | ContactorTeSysGiga225 3P Std48-130V ACDC | 868.63
LC1G225LSEA | ContactorTeSysGiga225 3PAdv200-500V ACDC | 998.92
LC1G265EHEN | ContactorTeSysGiga265 3P Std48-130V ACDC | 973.43
LC1G265LSEA | ContactorTeSysGiga265 3PAdv200-500V ACDC | 1119.44
LC1G330BEEA | ContactorTeSysGiga330 3P Adv 24-48V ACDC | 1587.61
LC1G330EHEN | ContactorTeSysGiga330 3P Std48-130V ACDC | 1380.53
LC1G330LSEA | ContactorTeSysGiga330 3PAdv200-500V ACDC | 1589.93
LC1G400EHEN | ContactorTeSysGiga400 3P Std48-130V ACDC | 1727.17
LC1G400LSEA | ContactorTeSysGiga400 3PAdv200-500V ACDC | 1986.25
LC1G500EHEN | ContactorTeSysGiga500 3P Std48-130V ACDC | 2650.21
LC1G500LSEA | ContactorTeSysGiga500 3PAdv200-500V ACDC | 3047.74
LC1G630EHEN | ContactorTeSysGiga630 3P Std48-130V ACDC | 3355.59
LC1G630LSEA | ContactorTeSysGiga630 3PAdv200-500V ACDC | 3858.92
LC1G8004KUEN | ContactorTeSysGiga800 4PStd100-250V ACDC | 7960.7
LC1G800EHEN | ContactorTeSysGiga800 3P Std48-130V ACDC | 7104.17
LC1G800KUEN | ContactorTeSysGiga800 3PStd100-250V ACDC | 6366.55
LC1G800LSEA | ContactorTeSysGiga800 3PAdv200-500V ACDC | 7321.52
LC1K0910P7 | CONTACTOR | 27.49
LC1K1210P7 | CONTACTOR | 29.11
LV429338 | EXTENDED STANDARD ROTARY HANDLE | 107.95
LV431541 | 220 240V 50 60HZ 208 277V 60HZ MT250 | 585.61
LV431543 | 24 30V DC MT250 | 685.53
LV431563 | 3P SPREADER PH BARRIERS | 27.17
LV431564 | 4P SPREADER PH BARRIERS | 38.24
LV432643 | 24 30V DC MT400 630 | 461.31
LVS08640 | PrismaSeT P Green Cover W300 | 84.72
LVS08642 | PrismaSeT P Green Cover W650 | 101.06
LVS08643 | PrismaSeT P Green Cover W800 | 130.85
LX1G3QKUEN | Control Module 100-250V STD 3P G115/225 | 352.7
LX1G3RKUEN | Control Module 100-250V STD 3P G265/330 | 386.82
LX1G3SKUEN | Control Module 100-250V STD 3P G400/500 | 466.47
LX1G3TKUEN | Control Module 100-250V STD 3P G630/800 | 614.36
LX1G4QKUEN | Control Module 100-250V STD 4P G115/225 | 420.96
LX1G4RKUEN | Control Module 100-250V STD 4P G265/330 | 455.08
LX1G4SKUEN | Control Module 100-250V STD 4P G400/500 | 546.1
LX1G4TKUEN | Control Module 100-250V STD 4P G630/800 | 716.76
METSECT5CC025 | CT tropi. DIN 250 5 cables d. 21 | 41.24
METSECT5MA025 | CT Solid core 27mm dia or bar 250x5A CTR | 41.24
METSECT5MA040 | CT Solid core 27mm dia or bar 400x5A CTR | 41.24
METSECT5MC040 | CT Solid core 32mm dia or bar 400x5A CTR | 40.88
METSEPM2110 | EASYLOGIC VAF P AND E METER THD POP CL 1 | 249.22
METSEPM2210 | PM2210 Power meter Cl 1.0 Pulse output | 270.41
METSEPM5100 | PM5100 Power meter 15thHar 0.5S 1pulse | 588.35
MTN630819 | KNX ARG Presence pw | 305.52
MTN632519 | KNX ARG 220 pw | 320.55
MUR39106 | Mureva box cover+lid for Unica multi wh | 11.32
MUR39911 | Mureva surf box 1-g for multi product wh | 11.32
PRA25124 | PRAGMA 1R 24 FLUSH | 215.16
RE22R1AMR | On Delay Timer | 81.9
RM22UA33MR | Rel# control <U,>U,>U>, 15V#50 | 140.18
RXZE2M114M | BASE RXM2 / 4, E/S MEZC, Tornillo | 4.77
RXZE2S114M | SEPARATED CONN SOCKET FOR RXM2/4 | 5.81
RZM021FP | VARSTR W/ LED110/230VACDC FOR RSZ SOCKTS | 8.51
SR2PACK2BD | PACK 20 I/O REL. 24VDC | 545.11
SR2PACK2FU | PACK 20 I/O REL. 100-240VAC | 561.07
SR2PACKBD | PACK 12 I/O REL. 24VDC | 409.47
SR2PACKFU | PACK 12 I/O REL. 100-240VAC | 410.24
ZBY2312 | OFF LEGEND PLATE | 2.64
ZBY9320 | ETIQUETA "EMERGENCY STOP" 3D | 4.7
EZ9F56106 | EASY9 MCB 1P 6A C 6000A 230V MINIATURE C | 7.9
EZ9F56110 | EASY9 MCB 1P 10A C 6000A 230V MINIATURE | 4.99
EZ9F56116 | Easy9 MCB 1P 16A C 6000A 230V | 4.99
EZ9F56120 | Easy9 MCB 1P 20A C 6000A 230V | 4.99
EZ9F56125 | EASY9 MCB 1P 25A C 6000A 230V MINIATURE | 4.99
EZ9F56132 | Easy9 MCB 1P 32A C 6000A 230V | 4.99
EZ9F56140 | Easy9 MCB 1P 40A C 6000A 230V | 7.43
EZ9F56150 | Easy9 MCB 1P 50A C 6000A 230V | 8.32
EZ9F56163 | Easy9 MCB 1P 63A C 6000A 230V | 8.85
EZ9F56206 | EASY9 MCB 2P 6A C 6000A 230V MINIATURE C | 13.15
EZ9F56210 | EASY9 MCB 2P 10A C 6000A 230V MINIATURE | 13.07
EZ9F56216 | EASY9 MCB 2P 16A C 6000A 230V MINIATURE | 13.07
EZ9F56220 | Easy9 MCB 2P 20A C 6000A 230V | 13.07
EZ9F56225 | Easy9 MCB 2P 25A C 6000A 230V | 13.07
EZ9F56232 | Easy9 MCB 2P 32A C 6000A 400V | 13.07
EZ9F56240 | Easy9 MCB 2P 40A C 6000A 230V | 15.96
EZ9F56250 | Easy9 MCB 2P 50A C 6000A 230V | 22.12
EZ9F56263 | Easy9 MCB 2P 63A C 6000A 230V | 27.7
EZ9F56306 | EASY9 MCB 3P 6A C 6000A 400V MINIATURE C | 21.19
EZ9F56310 | EASY9 MCB 3P 10A C 6000A 400V MINIATURE | 20.18
EZ9F56316 | Easy9 MCB 3P 16A C 6000A 400V | 20.18
EZ9F56320 | Easy9 MCB 3P 20A C 6000A 400V | 20.18
EZ9F56325 | EASY9 MCB 3P 25A C 6000A 400V MINIATURE | 20.18
EZ9F56332 | Easy9 MCB 3P 32A C 6000A 400V | 20.18
EZ9F56340 | Easy9 MCB 3P 40A C 6000A 400V | 20.18
EZ9F56350 | Easy9 MCB 3P 50A C 6000A 400V | 19.2
EZ9F56363 | Easy9 MCB 3P 63A C 6000A 400V | 23.22
EZ9F56410 | Easy9 MCB 4P 10A C 6000A 400V | 22.59
EZ9F56416 | Easy9 MCB 4P 16A C 6000A 400V | 22.59
EZ9F56420 | Easy9 MCB 4P 20A C 6000A 400V | 22.59
EZ9F56425 | Easy9 MCB 4P 25A C 6000A 400V | 22.59
EZ9F56432 | Easy9 MCB 4P 32A C 6000A 400V | 22.59
EZ9F56440 | Easy9 MCB 4P 40A C 6000A 400V | 22.59
EZ9F56450 | Easy9 MCB 4P 50A C 6000A 400V | 23.95
EZ9F56463 | Easy9 MCB 4P 63A C 6000A 400V | 25.39